## PC
[5 empty] | Multiplier: | 1
|  | Phase Connect |  |  | Expedite: | No
Monitor pressure
Monitor run/fault status
Count motor/pump starts to know when to tune the VFD
Issue remote run or stop commands
Cycle VFD power remotely
Create text and email alerts
Part Number | MAP | List Price | Subscription Price |  |  |  | Yes
PC4R | 1163 | 1934 | First year | FREE |  |  | No
|  |  | Second year and beyond | $20 / month - or - $120 / year |  |  | 1934
KIT PC4R RESET | 40 | 40 | VFD Reset Kit - only compatible with Phase VFDs (excludes ES3R and SD002-SD005)
40
Specifications |  |  | Input Voltage | Accepts 100 - 480 VAC
|  |  | Dimensions (H x W x D) | 11.73” x 9.07” x 6.22” |  |  | 0.1
|  |  | Weight | 4 lbs
|  |  | Enclosure | NEMA 3R
|  |  | Network Connection | All major cellular networks
|  |  | Accessories | Antenna with magnetic base
|  |  | Inputs | 2 digital ¦ 1 analog
|  |  | Outputs | 2 digital ¦ 1 analog

## ES
[6 empty] | Multiplier: | 1
[6 empty] | Expedite: | No
ES Series
The Essential Series VFD is designed for "single-phase" constant pressure installations using either 2-wire or 3-wire pump motors. The ES offers simple setup, rugged hardware, a NEMA Type 3R enclosure
| Model | Description | Rated ¦ Max Output | List Price | Replacement Transducer |  |  |  |  | Model | Description | Net Price | 4-20ma Input and Transducer | Optional Overpressure Switch (75 psi) | Replacement Sensor (60 psi) | Replacement Transducer
Single Phase | 230V Input | [8 empty] | 240V Input
| ES3R-A | 1/2-2 HP, 3-Wire and 2-Wire | 13.1 A | 1915 | 389 |  |  | No
| ES3RDEMO | Demo VFD with current software |  | 300 | - |  |  | Yes |  | ES3R - A | 1/2-2 HP, 3-Wire and 2-Wire | 1915 |  |  |  | 389
| ES3R-A includes a 0 - 150 psi transducer |  |  |  | S00150
| 10 Units per order qualify as freight allowed | [11 empty] | S150ES | XDR0003 | XDR0002 | S00150
10%
Pricing increases will go into effect for all products January 1, 2025. All quotations valid for 30 days.

## SD
SD Series |  |  | Pricing increases will go into effect for all products January 1, 2025. All quotations valid for 30 days. | [18 empty] | Phase Pricing | Start Row | End Row | Skip Rows | Product |  |  | Options Start Row | Accessories Start Row
Multiplier: | 1 | [21 empty] | 6 | 42 | 7,8,12,17,18,25, 32 | VFD |  |  | 71 | 98
Expedite: | No
[5 empty] | 508A Panel Shop Options | [15 empty] | NEMA 3R Enclosure
[5 empty] | AuxPower® by PHASE PERFECT |  | Disconnect | Hand Controls |  |  | Input Filter | Run Indicators | Output Filters |  | Power Supply |  |  | Surge Protection |  | Leg Kit
[5 empty] | C | X | B | H | H1 | H2 | I | L3 | O | OF | P11 | P21 | P31 | S | S1 | Z | [5 empty] | PRICE | C | X | B | H | H1 | H2 | I | L3 | O | OF | P11 | P21 | P31 | S | S1 | Z
Model | HP | Description | Rated Output | List Price | 18A | 32A | Breaker | HOA and Speed Pot | HOA Switch | Speed Pot | Line Reactor | Run & Fault Light | Sine Wave | dV/dt | 150 VA | 250 VA | 375 VA | Strikesorb | Protec | Pad Mount | Enclosure | Model | HP |  | Description | List Price | 18 A | 32 A | MCCB | HOA Switch and Speed Potentiometer | HOA Switch Only | Speed Pot Only | Input Reactor | Run & Fault Light | Sine Wave Output Filter | dv/dt | Power Supply | Power Supply | Power Supply | Strikesorb | Protec | Leg Kit
230V Phase Converting | [21 empty] | 240V Phase Converting
SD002R | 2 | 3R, 2HP, Phase Converting, 230V, VFD | 9 A | 2174 | - | - | - | - | - | - | - | - | - | - | - | - | - | - | - | - | SD002/3 | SD002R | 2 |  | 3R, 2HP, Phase Converting, 240V, VFD | 2174 | - | - | - | - | - | - | - | - | - | - | - | - | - | - | - | -
SD003R | 3 | 3R, 3HP, Phase Converting, 230V, VFD | 11 A | 2398 | - | - | - | - | - | - | - | - | - | - | - | - | - | - | - | - | SD002/3 | SD003R | 3 |  | 3R, 3HP, Phase Converting, 240V, VFD | 2398 | - | - | - | - | - | - | - | - | - | - | - | - | - | - | - | -
SD005R | 5 | 3R, 5HP, Phase Converting, 230V, VFD | 18 A | 3586 | - | - | - | - | - | - | - | - | - | - | - | - | - | - | - | - | SD005 | SD005R | 5 |  | 3R, 5HP, Phase Converting, 240V, VFD | 3586 | - | - | - | - | - | - | - | - | - | - | - | - | - | - | - | -
ENTERPRISE 1 SDE0XXR | [21 empty] | ENTERPRISE 1 SDE0XXR
SDE005R | 5 | 3R, 5HP, Phase Converting, 230V, VFD | 18 A | 5290 | - | - | 900 | 767.868 | 390.228 | 442.678 | - | 607 | 2747 | 1333 | - | - | - | 1372 | 399 | 515 | ENC2 | SDE005R | 5 |  | 3R, 5HP, Phase Converting, 240V, VFD | 5290 | - | - | 900 | 767.868 | 390.228 | 442.678 | - | 607 | 2747 | 1333 | - | - | - | 1372 | 399 | 515
SDE007R | 7 | 3R, 7.5HP, Phase Converting, 230V, VFD | 27 A | 6776 | - | - | 905 | 767.868 | 390.228 | 442.678 | - | 607 | 2808 | 1458 | - | - | - | 1372 | 399 | 515 | ENC2 | SDE007R | 7 |  | 3R, 7.5HP, Phase Converting, 240V, VFD | 6776 | - | - | 905 | 767.868 | 390.228 | 442.678 | - | 607 | 2808 | 1458 | - | - | - | 1372 | 399 | 515
SDE010R | 10 | 3R, 10HP, Phase Converting, 230V, VFD | 33 A | 7622 | - | - | 915 | 767.868 | 390.228 | 442.678 | - | 607 | 2956 | 1581 | - | - | - | 1372 | 399 | 515 | ENC2 | SDE010R | 10 |  | 3R, 10HP, Phase Converting, 240V, VFD | 7622 | - | - | 915 | 767.868 | 390.228 | 442.678 | - | 607 | 2956 | 1581 | - | - | - | 1372 | 399 | 515
SDE015R | 15 | 3R, 15HP, Phase Converting, 230V, VFD | 46 A | 9741 | - | - | 1266 | 767.868 | 390.228 | 442.678 | - | 607 | 3319 | 1623 | - | - | - | 1372 | 399 | 515 | ENC2 | SDE015R | 15 |  | 3R, 15HP, Phase Converting, 240V, VFD | 9741 | - | - | 1266 | 767.868 | 390.228 | 442.678 | - | 607 | 3319 | 1623 | - | - | - | 1372 | 399 | 515
460V Phase Converting | [21 empty] | 480V Phase Converting
ENTERPRISE 1 SDE4XXR | [21 empty] | ENTERPRISE 1 SDE4XXR
SDE405R | 5 | 3R, 5HP, Phase Converting, 460V, VFD | 10 A | 5092.1839 | - | - | 900 | 767.868 | 390.228 | 442.678 | - | 607 | 2472 | 1264 | - | - | - | 1372 | 399 | 515 | ENC2 | SDE405R | 5 |  | 3R, 5HP, Phase Converting, 460V, VFD | 5092.1839 | - | - | 900 | 767.868 | 390.228 | 442.678 | - | 607 | 2472 | 1264 | - | - | - | 1372 | 399 | 515
SDE407R | 7.5 | 3R, 7.5HP, Phase Converting, 460V, VFD | 13 A | 5505.819 | - | - | 905 | 767.868 | 390.228 | 442.678 | - | 607 | 2564 | 1298 | - | - | - | 1372 | 399 | 515 | ENC2 | SDE407R | 7.5 |  | 3R, 7.5HP, Phase Converting, 460V, VFD | 5505.819 | - | - | 905 | 767.868 | 390.228 | 442.678 | - | 607 | 2564 | 1298 | - | - | - | 1372 | 399 | 515
SDE410R | 10 | 3R, 10HP, Phase Converting, 460V, VFD | 18 A | 6388.6457 | - | - | 935 | 767.868 | 390.228 | 442.678 | - | 607 | 2747 | 1333 | - | - | - | 1372 | 399 | 515 | ENC2 | SDE410R | 10 |  | 3R, 10HP, Phase Converting, 460V, VFD | 6388.6457 | - | - | 935 | 767.868 | 390.228 | 442.678 | - | 607 | 2747 | 1333 | - | - | - | 1372 | 399 | 515
SDE415R | 15 | 3R, 15HP, Phase Converting, 460V, VFD | 24 A | 7459.1924 | - | - | 935 | 767.868 | 390.228 | 442.678 | - | 607 | 2808 | 1458 | - | - | - | 1372 | 399 | 515 | ENC2 | SDE415R | 15 |  | 3R, 15HP, Phase Converting, 460V, VFD | 7459.1924 | - | - | 935 | 767.868 | 390.228 | 442.678 | - | 607 | 2808 | 1458 | - | - | - | 1372 | 399 | 515
SDE420R | 20 | 3R, 20HP, Phase Converting, 460V, VFD | 31 A | 8316.3202 | - | - | 990 | 767.868 | 390.228 | 442.678 | - | 607 | 2956 | 1458 | - | - | - | 1372 | 399 | 515 | ENC2 | SDE420R | 20 |  | 3R, 20HP, Phase Converting, 460V, VFD | 8316.3202 | - | - | 990 | 767.868 | 390.228 | 442.678 | - | 607 | 2956 | 1458 | - | - | - | 1372 | 399 | 515
SDE425R | 25 | 3R, 25HP, Phase Converting, 460V, VFD | 38 A | 9197.2801 | - | - | 990 | 767.868 | 390.228 | 442.678 | - | 607 | 3194 | 1458 | - | - | - | 1372 | 399 | 515 | ENC2 | SDE425R | 25 |  | 3R, 25HP, Phase Converting, 460V, VFD | 9197.2801 | - | - | 990 | 767.868 | 390.228 | 442.678 | - | 607 | 3194 | 1458 | - | - | - | 1372 | 399 | 515
SIGNATURE | [21 empty] | SIGNATURE 1 1LH4XXRX-BOFHS
SDS430R | 30 | 3R, 30HP, Phase Converting, 460V, VFD | 46 A | 10362.7382 | - | - | 1266 | 767.868 | 390.228 | 442.678 | - | 607 | - | 1623 | - | - | - | 1372.092 | - | 694 | ENC4 | SDS430R | 30 |  | 3R, 30HP, Phase Converting, 460V, VFD | 10362.7382 | - | - | 1266 | 767.868 | 390.228 | 442.678 | - | 607 | - | 1623 | - | - | - | 1372.092 | - | 694 | TBD | TBD
SDS450R | 50 | 3R, 50HP, Phase Converting, 460V, VFD | 77 A | 14602.0938 | - | - | 1567 | 767.868 | 390.228 | 442.678 | - | 607 | - | 2346 | - | - | - | 1372.092 | - | 694 | ENC4 | SDS450R | 50 |  | 3R, 50HP, Phase Converting, 460V, VFD | 14602.0938 | - | - | 1567 | 767.868 | 390.228 | 442.678 | - | 607 | - | 2346 | - | - | - | 1372.092 | - | 694 | TBD | TBD
SDS475R | 75 | 3R, 75HP, Phase Converting, 460V, VFD | 107 A | 20609.2495 | - | - | 1577 | 767.868 | 390.228 | 442.678 | - | 607 | - | 3048 | - | - | - | 1372.092 | - | 694 | ENC4 | SDS475R | 75 |  | 3R, 75HP, Phase Converting, 460V, VFD | 20609.2495 | - | - | 1577 | 767.868 | 390.228 | 442.678 | - | 607 | - | 3048 | - | - | - | 1372.092 | - | 694 | TBD | TBD
SDS4100R | 100 | 3R, 100HP, Phase Converting, 460V, VFD | 142 A | 27933.3 | - | - | 2715 | 767.868 | 390.228 | 442.678 | - | 607 | - | 3428 | - | - | - | 1372.092 | - | 694 | ENC4 | SDS4100R | 100 |  | 3R, 100HP, Phase Converting, 460V, VFD | 27933.3 | - | - | 2715 | 767.868 | 390.228 | 442.678 | - | 607 | - | 3428 | - | - | - | 1372.092 | - | 694 | TBD | TBD
PERFORMANCE | [21 empty] | PERFORMANCE 1 1LH4XXRX-BOFHS
SD410R | 10 | 3R, 10HP, Phase Converting, 460V, VFD | 18 A | 8467.5456 | 6315 | 10648 | 935 | 767.868 | 390.228 | 442.678 | 808 | 607 | 2747 | 1333 | 561 | 914 | 1042 | 1372.092 | - | 798 | ENC5 | SD410R | 10 |  | 3R, 10HP, Phase Converting, 460V, VFD | 8467.5456 | 6315 | 10648 | 935 | 767.868 | 390.228 | 442.678 | 808 | 607 | 2747 | 1333 | 561 | 914 | 1042 | 1372.092 | - | 798 | TBD | TBD
SD415R | 15 | 3R, 15HP, Phase Converting, 460V, VFD | 25 A | 10972.0801 | 6315 | 10648 | 935 | 767.868 | 390.228 | 442.678 | 832 | 607 | 2808 | 1458 | 561 | 914 | 1042 | 1372.092 | - | 798 | ENC5 | SD415R | 15 |  | 3R, 15HP, Phase Converting, 460V, VFD | 10972.0801 | 6315 | 10648 | 935 | 767.868 | 390.228 | 442.678 | 832 | 607 | 2808 | 1458 | 561 | 914 | 1042 | 1372.092 | - | 798 | TBD | TBD
SD420R | 20 | 3R, 20HP, Phase Converting, 460V, VFD | 31 A | 12081.3202 | 6315 | 10648 | 990 | 767.868 | 390.228 | 442.678 | 951 | 607 | 2956 | 1581 | 561 | 914 | 1042 | 1372.092 | - | 798 | ENC5 | SD420R | 20 |  | 3R, 20HP, Phase Converting, 460V, VFD | 12081.3202 | 6315 | 10648 | 990 | 767.868 | 390.228 | 442.678 | 951 | 607 | 2956 | 1581 | 561 | 914 | 1042 | 1372.092 | - | 798 | TBD | TBD
SD425R | 25 | 3R, 25HP, Phase Converting, 460V, VFD | 38 A | 13080.3985 | 6315 | 10648 | 990 | 767.868 | 390.228 | 442.678 | 1020 | 607 | 3194 | 1602 | 561 | 914 | 1042 | 1372.092 | - | 798 | ENC5 | SD425R | 25 |  | 3R, 25HP, Phase Converting, 460V, VFD | 13080.3985 | 6315 | 10648 | 990 | 767.868 | 390.228 | 442.678 | 1020 | 607 | 3194 | 1602 | 561 | 914 | 1042 | 1372.092 | - | 798 | TBD | TBD
SD430R | 30 | 3R, 30HP, Phase Converting, 460V, VFD | 46 A | 14540.5094 | 6315 | 10648 | 1266 | 767.868 | 390.228 | 442.678 | 1145 | 607 | 3319 | 1623 | 561 | 914 | 1042 | 1372.092 | - | 798 | ENC6 | SD430R | 30 |  | 3R, 30HP, Phase Converting, 460V, VFD | 14540.5094 | 6315 | 10648 | 1266 | 767.868 | 390.228 | 442.678 | 1145 | 607 | 3319 | 1623 | 561 | 914 | 1042 | 1372.092 | - | 798 | TBD | TBD
SD450R | 50 | 3R, 50HP, Phase Converting, 460V, VFD | 77 A | 17273.5645 | 6315 | 10648 | 1567 | 767.868 | 390.228 | 442.678 | 1594 | 607 | 3656 | 2346 | 561 | 914 | 1042 | 1372.092 | - | 798 | ENC6 | SD450R | 50 |  | 3R, 50HP, Phase Converting, 460V, VFD | 17273.5645 | 6315 | 10648 | 1567 | 767.868 | 390.228 | 442.678 | 1594 | 607 | 3656 | 2346 | 561 | 914 | 1042 | 1372.092 | - | 798 | TBD | TBD
SD475R | 75 | 3R, 75HP, Phase Converting, 460V, VFD | 107 A | 24540.4706 | 6315 | 10648 | 1577 | 767.868 | 390.228 | 442.678 | 1900 | 607 | - | 3048 | 561 | 914 | 1042 | 1372.092 | - | 798 | ENC6 | SD475R | 75 |  | 3R, 75HP, Phase Converting, 460V, VFD | 24540.4706 | 6315 | 10648 | 1577 | 767.868 | 390.228 | 442.678 | 1900 | 607 | - | 3048 | 561 | 914 | 1042 | 1372.092 | - | 798 | TBD | TBD
SD4100R | 100 | 3R, 100HP, Phase Converting, 460V, VFD | 142 A | 30416.6495 | 6315 | 10648 | 2715 | 767.868 | 390.228 | 442.678 | 2084 | 607 | - | 3428 | 561 | 914 | 1042 | 1372.092 | - | 798 | ENC6 | SD4100R | 100 |  | 3R, 100HP, Phase Converting, 460V, VFD | 30416.6495 | 6315 | 10648 | 2715 | 767.868 | 390.228 | 442.678 | 2084 | 607 | - | 3428 | 561 | 914 | 1042 | 1372.092 | - | 798 | TBD | TBD
Additional Options
SD002,003, & 005 models come standard with a 0-150 psi transducer and 10' lead
S00150 | Replacement 0-150psi Transducer with 10ft lead |  |  | 389
S00150-25 | 0-150psi Transducer with 25ft lead |  |  | 475
S00150-50 | 0-150psi Transducer with 50ft lead |  |  | 521
S00150-100 | 0-150psi Transducer with 100ft lead |  |  | 616
CKT0043 | SPD Surge protection. Separate module to be installed near breaker |  |  | 475
CVR0002 | Keypad Locking Security Cover |  |  | 312
HTR0003 | Heater,200W,TSAT,230V (Performance Models only) |  |  | 1389
10 Units per order qualify as freight allowed | [21 empty] | No
Yes
0.1
Options and Descriptions
[22 empty] | modifier | modOrder | list | name | description
[22 empty] | R | 5000 | -1 | Outdoor Enclosure | NEMA Type 3R Outdoor Enclosure
[22 empty] | C | 7000 | -1 | 18 A AuxPower | Auxiliary output designed to power center pivot irritgation systems from 1-phase utility power. Output is rated 3-phase, 60 Hz, 460 V, 18 A. Output voltage is pure sinusoidal, making it suitable for operating the motor loads and electronic controls of center pivot systems.
[22 empty] | X | 7000 | -1 | 32 A AuxPower | Auxiliary output designed to power center pivot irritgation systems from 1-phase utility power. Output is rated 3-phase, 60 Hz, 460 V, 32 A. Output voltage is pure sinusoidal, making it suitable for operating the motor loads and electronic controls of center pivot systems.
[22 empty] | B | 10200 | -1 | MCCB Service Disconnect | MCCB Service Disconnect with Integrated Breaker
[22 empty] | H | 10800 | 711 | HOA Switch & Speed Pot | HOA Switch and Speed Potentiometer
[22 empty] | H1 | 10800 | 362 | HOA Switch Only | HOA Switch Only
[22 empty] | H2 | 10800 | 410 | Speed Pot Only | Speed Potentiometer Only
[22 empty] | I | 10900 | -1 | Input Reactor | Input Reactor 3%
[22 empty] | L3 | 11200 | 607 | Run & Fault Light | Run and Fault Indicator Lights
[22 empty] | O | 11500 | -1 | Sine Wave Output Filter | Sine Wave Output Filter
[22 empty] | OF | 11500 | -1 | dV/dt Output Filter | dV/dt Output Filter
[22 empty] | P11 | 11600 | -1 | Power Supply | 120 V (150 VA)
[22 empty] | S | 11900 | 1062 | Strikesorb Surge Protection | Multiple-event MOV-type Surge Protection
[22 empty] | S1 | 11900 | 369 | Protec Surge Protection | Single-event MOV-type Surge Protection
[22 empty] | Z | 12600 | -1 | Pad Mount Kit (LEGS) | Pad Mount Kit
Accessories and Descriptions
[22 empty] | modifier | modOrder | list | name | partNum | description
[22 empty] | PASS | 1 | 389 | S00150 | S00150 | Replacement 0-150psi Transducer with 10ft lead
[22 empty] | PASS | 2 | 475 | S00150-25 | S00150-25 | 0-150psi Transducer with 25ft lead
[22 empty] | PASS | 3 | 521 | S00150-50 | S00150-50 | 0-150psi Transducer with 50ft lead
[22 empty] | PASS | 4 | 616 | S00150-100 | S00150-100 | 0-150psi Transducer with 100ft lead
[22 empty] | PASS | 5 | 475 | SPD0001 | SPD0001 | SPD Surge Protection, separate module to be installed near breaker
[22 empty] | PASS | 6 | 312 | CVR0002 | CVR0002 | Keypad Locking Security Cover Enterprise Frames
[22 empty] | PASS | 7 | 1389 | HTR0003 | HTR0003 | Heater,400W,TSAT,230V

## 2XD
2XD Series |  |  | Pricing increases will go into effect for all products January 1, 2025. All quotations valid for 30 days.
Multiplier: | 1 |  |  |  |  | Panel Shop Options | [9 empty] | NEMA 3R Enclosure
Expedite: | No |  |  |  |  | Disconnect | Hand Controls |  |  | Run Indicators | Output Filters |  | Surge Protection |  | Leg Kit
[6 empty] | B | H1 | H2 | H | L3 | O | OF | S | S1 | Z
Model | HP | Description | Rated Output | NEMA 1 Net Price | NEMA 3R List Price | MCCB | HOA Only | Speedpot Only | HOA & Speedpot | Run Light / Fault Light | sine wave | dV/dt | Strikesorb Surge Protection | Protec | Pad Mount | [6 empty] | N1 | 3R | MCCB | HOA Only | Speedpot Only | HOA & Speedpot | Run / Fault Light | sine | dv/dt | Strikesorb Surge Protection | Protec | Leg Kit
230V Input, 460 VAC Output | [16 empty] | 10% | 240V Input, 480 VAC Output
2XD205R | 5 | 5HP, Phase Converting, Voltage Doubling, 6-Pulse VFD | 9 A | 6302 | 7406 | 1072 | 390 | 443 | 768 | 607 | 2472 | 1264 | 1372 | 399 | 515 | ENC2 | No | 2XD205R-B | 5 | 9 | 3R, 5HP, Phase Converting, Voltage Doubling, 6-Pulse VFD | 6302 | 7406 | 1072 | 390 | 443 | 768 | 607 | 2472 | 1264 | 1372 | 399 | 515
2XD207R | 7.5 | 7.5HP, Phase Converting, Voltage Doubling, 6-Pulse, VFD | 13 A | 7109 | 8549 | 1072 | 390 | 443 | 768 | 607 | 2564 | 1298 | 1372 | 399 | 515 | ENC2 | Yes | 2XD207R-B | 7.5 | 13 | 3R, 7.5HP, Phase Converting, Voltage Doubling, 6-Pulse, VFD | 7109 | 8549 | 1072 | 390 | 443 | 768 | 607 | 2564 | 1298 | 1372 | 399 | 515
2XD210R | 10 | 10HP, Phase Converting, Voltage Doubling, 6-Pulse, VFD | 18 A | 7601 | 9478 | 1129 | 390 | 443 | 768 | 607 | 2747 | 1333 | 1372 | 399 | 515 | ENC2 |  | 2XD210R-B | 10 | 18 | 3R, 10HP, Phase Converting, Voltage Doubling, 6-Pulse, VFD | 7601 | 9478 | 1129 | 390 | 443 | 768 | 607 | 2747 | 1333 | 1372 | 399 | 515
2XD215R | 15 | 155HP, Phase Converting, Voltage Doubling, 6-Pulse, VFD | 24 A | 8545 | 10736 | 1129 | 390 | 443 | 768 | 607 | 2808 | 1458 | 1372 | 399 | 515 | ENC2 |  | 2XD215R-B | 15 | 24 | 3R, 155HP, Phase Converting, Voltage Doubling, 6-Pulse, VFD | 8545 | 10736 | 1129 | 390 | 443 | 768 | 607 | 2808 | 1458 | 1372 | 399 | 515
Additional Options | [22 empty] | 0
All NEMA 3R 2XD Series models come standard with a 0-150 psi transducer and 10' lead | [22 empty] | 0
S00150 | 0-150psi Transducer with 10ft lead |  |  |  | 389.179 | [12 empty] | Additional Options |  |  |  |  | 0
S00150-25 | 0-150psi Transducer with 25ft lead |  |  |  | 475.197 | [12 empty] | S00150 | 0-150psi Transducer with 15ft lead |  |  |  | 389.179
S00150-50 | 0-150psi Transducer with 50ft lead |  |  |  | 521.353 | [12 empty] | S00150-25 | 0-150psi Transducer with 25ft lead |  |  |  | 475.197
S00150-100 | 0-150psi Transducer with 100ft lead |  |  |  | 615.763 | [12 empty] | S00150-50 | 0-150psi Transducer with 50ft lead |  |  |  | 521.353
CVR0002 | Keypad Locking Security Cover |  |  |  | 311.553 | [12 empty] | S00150-100 | 0-150psi Transducer with 100ft lead |  |  |  | 615.763
[18 empty] | CVR0002 | Keypad Locking Security Cover |  |  |  | 311.553
[18 empty] | KIT E H |  |  | HOA Switch and Speed Potentiometer |  | 767.868

## 1LH
1LH Series |  |  |  | Pricing increases will go into effect for all products January 1, 2025. All quotations valid for 30 days. | [18 empty] | 10% | Phase Pricing | Start Row | End Row | Skip Rows | Product | Options Start Row | Accessories Start Row
[23 empty] | No |  | 6 | 67 | 7,8,9,15,19,20,27,31,39,40,48,54 | VFD | 99 | 129
Multiplier: | 1 | [21 empty] | Yes
Expedite: | No |  |  |  | 508A Panel Shop Options | [15 empty] | NEMA 3R Enclosure | Enclosure w/AuxPower
[5 empty] | AuxPower® by PHASE PERFECT |  | Disconnect | Input Filter | Hand Controls |  |  | Run Indicators | Output Filters |  | 120 V Power Supply |  |  | Surge Protection |  | Leg Kits
[5 empty] | C | X | B | F | H | H1 | H2 | L3 | O | OF | P11 | P21 | P31 | S | S1 | Z | [6 empty] | PRICE | C | X | B | F | H | H1 | H2 | L3 | O | OF | P11 | P21 | P31 | S | S1 | Z | LEGNOTES | LEGPARTNUM
Model | HP | Output | Rated Output | List Price | 18A | 32A | MCCB | LCL Filter | HOA Switch & Speed Pot | HOA Switch Only | Speed Pot Only | Run & Fault Light | Sine Wave | dV/dt | 150 VA | 250 VA | 375 VA | Strikesorb | Protec | Pad Mount |  |  |  | Model | HP | Output | List Price | 18A AUX Power | 32A AUX Power | MCCB | LCL Filter | HOA Switch and Speed Potentiometer | HOA Switch Only | Speed Pot Only | Run & Fault Light | Output Sine Filter | Output dV/dT Filter | Power Supply | Power Supply | Power Supply | Strikesorb Surge Protection | Protec | Pad Mount Kit (LEGS)
230V Phase Converting AFE - DERATE BY ONE SIZE FOR 208V INPUT | [23 empty] | 208v-240V Phase Converting DERATE BY ONE SIZE FOR 208V INPUT
ENTERPRISE 1 1LHE0XXR-BO | [23 empty] | ENTERPRISE 1 1LHE0XXR-BO
1LHE005R | 5 | 230 V, 3 Ph | 18 A | 8133 | - | - | 900 | - | 767.868 | 390.228 | 442.678 | 607 | 2747 | 1333 | - | - | - | 1372.092 | 399 | 515 | ENC3 | - |  | 1LHE005R | 5 | 230 V, 3 Ph | 8133 | - | - | 900 | - | 767.868 | 390.228 | 442.678 | 607 | 2747 | 1333 | - | - | - | 1372.092 | 399 | 515
1LHE007R | 7.5 | 230 V, 3 Ph | 25 A | 8902 | - | - | 905 | - | 767.868 | 390.228 | 442.678 | 607 | 2808 | 1458 | - | - | - | 1372.092 | 399 | 515 | ENC3 | - |  | 1LHE007R | 7.5 | 230 V, 3 Ph | 8902 | - | - | 905 | - | 767.868 | 390.228 | 442.678 | 607 | 2808 | 1458 | - | - | - | 1372.092 | 399 | 515
1LHE010R | 10 | 230 V, 3 Ph | 31 A | 11139 | - | - | 915 | - | 767.868 | 390.228 | 442.678 | 607 | 2956 | 1581 | - | - | - | 1372.092 | 399 | 515 | ENC3 | - |  | 1LHE010R | 10 | 230 V, 3 Ph | 11139 | - | - | 915 | - | 767.868 | 390.228 | 442.678 | 607 | 2956 | 1581 | - | - | - | 1372.092 | 399 | 515
1LHE015R | 15 | 230 V, 3 Ph | 46 A | 12800 | - | - | 915 | - | 767.868 | 390.228 | 442.678 | 607 | 3319 | 1623 | - | - | - | 1372.092 | 399 | 515 | ENC3 | - |  | 1LHE015R | 15 | 230 V, 3 Ph | 12800 | - | - | 915 | - | 767.868 | 390.228 | 442.678 | 607 | 3319 | 1623 | - | - | - | 1372.092 | 399 | 515
1LHE020R | 20 | 230 V, 3 Ph | 62 A | 14890 | - | - | 1266 | - | 767.868 | 390.228 | 442.678 | 607 | 3656 | 1794 | - | - | - | 1372.092 | 399 | 515 | ENC3 | - |  | 1LHE020R | 20 | 230 V, 3 Ph | 14890 | - | - | 1266 | - | 767.868 | 390.228 | 442.678 | 607 | 3656 | 1794 | - | - | - | 1372.092 | 399 | 515
PERFORMANCE 1 1LH0XXR-B | [23 empty] | PERFORMANCE 1 1LH0XXR-B
1LH010R | 10 | 230 V, 3 Ph | 31 A | 12795 | - | - | 915 | 1678 | 767.868 | 390.228 | 442.678 | 607 | 2956 | 1581 | 561 | 914 | 1042 | 1372.092 | - | 798 | ENC3 | - |  | 1LH010R | 10 | 230 V, 3 Ph | 12795 | - | - | 915 | 1678 | 767.868 | 390.228 | 442.678 | 607 | 2956 | 1581 | 561 | 914 | 1042 | 1372.092 | - | 798
1LH015R | 15 | 230 V, 3 Ph | 46 A | 14871 | - | - | 915 | 2089 | 767.868 | 390.228 | 442.678 | 607 | 3319 | 1623 | 561 | 914 | 1042 | 1372.092 | - | 798 | ENC3 | - |  | 1LH015R | 15 | 230 V, 3 Ph | 14871 | - | - | 915 | 2089 | 767.868 | 390.228 | 442.678 | 607 | 3319 | 1623 | 561 | 914 | 1042 | 1372.092 | - | 798
1LH020R | 20 | 230 V, 3 Ph | 62 A | 16779 | - | - | 1266 | 2504 | 767.868 | 390.228 | 442.678 | 607 | 3656 | 1794 | 561 | 914 | 1042 | 1372.092 | - | 798 | ENC3 | - |  | 1LH020R | 20 | 230 V, 3 Ph | 16779 | - | - | 1266 | 2504 | 767.868 | 390.228 | 442.678 | 607 | 3656 | 1794 | 561 | 914 | 1042 | 1372.092 | - | 798
230V Phase Converting/Voltage Doubling AFE - DERATE BY ONE SIZE FOR 208V INPUT | [23 empty] | 208-240V Phase Converting/Voltage Doubling DERATE BY ONE SIZE FOR 208V INPUT
ENTERPRISE 1 1LHE2XXR-BO | [23 empty] | ENTERPRISE 1 1LHE2XXR-BO
1LHE205R | 5 | 460 V, 3 Ph | 9 A | 8891 | - | - | 900 | - | 767.868 | 390.228 | 442.678 | 607 | 2472 | 1264 | - | - | - | 1372.092 | 399 | 515 | ENC3 | - |  | 1LHE205R | 5 | 460 V, 3 Ph | 8891 | - | - | 900 | - | 767.868 | 390.228 | 442.678 | 607 | 2472 | 1264 | - | - | - | 1372.092 | 399 | 515
1LHE207R | 7.5 | 460 V, 3 Ph | 13 A | 10259 | - | - | 905 | - | 767.868 | 390.228 | 442.678 | 607 | 2564 | 1298 | - | - | - | 1372.092 | 399 | 515 | ENC3 | - |  | 1LHE207R | 7.5 | 460 V, 3 Ph | 10259 | - | - | 905 | - | 767.868 | 390.228 | 442.678 | 607 | 2564 | 1298 | - | - | - | 1372.092 | 399 | 515
1LHE210R | 10 | 460 V, 3 Ph | 18 A | 11151 | - | - | 935 | - | 767.868 | 390.228 | 442.678 | 607 | 2747 | 1333 | - | - | - | 1372.092 | 399 | 515 | ENC3 | - |  | 1LHE210R | 10 | 460 V, 3 Ph | 11151 | - | - | 935 | - | 767.868 | 390.228 | 442.678 | 607 | 2747 | 1333 | - | - | - | 1372.092 | 399 | 515
1LHE215R | 15 | 460 V, 3 Ph | 24 A | 12881 | - | - | 1266 | - | 767.868 | 390.228 | 442.678 | 607 | 2808 | 1458 | - | - | - | 1372.092 | 399 | 515 | ENC3 | - |  | 1LHE215R | 15 | 460 V, 3 Ph | 12881 | - | - | 1266 | - | 767.868 | 390.228 | 442.678 | 607 | 2808 | 1458 | - | - | - | 1372.092 | 399 | 515
1LHE220R | 20 | 460 V, 3 Ph | 31 A | 14515 | - | - | 1266 | - | 767.868 | 390.228 | 442.678 | 607 | 2956 | 1581 | - | - | - | 1372.092 | 399 | 515 | ENC3 | - |  | 1LHE220R | 20 | 460 V, 3 Ph | 14515 | - | - | 1266 | - | 767.868 | 390.228 | 442.678 | 607 | 2956 | 1581 | - | - | - | 1372.092 | 399 | 515
1LHE225R | 25 | 460 V, 3 Ph | 38 A | 16443 | - | - | 1258 |  | 767.868 | 390.228 | 442.678 | 607 | 3194 | 1602 | - | - | - | 1372.092 | 399 | 515 | ENC3 |  |  | 1LHE225R | 25 | 460 V, 3 Ph | 16443 | - | - | 1258 |  | 767.868 | 390.228 | 442.678 | 607 | 3194 | 1602 | - | - | - | 1372.092 | 399 | 515
SIGNATURE 1 1LHS2XXR-BOFHS | [23 empty] | SIGNATURE 1 1LHS2XXR-BOFHS
1LHS230R | 30 | 460 V, 3 Ph | 46 A | 18203 | - | - | 1567 | 3084 | 767.868 | 390.228 | 442.678 | 607 | - | 1623 | - | - | - | 1372.092 | - | 694 | ENC4 | - |  | 1LHS230R | 30 | 460 V, 3 Ph | 18203 | - | - | 1567 | 3084 | 767.868 | 390.228 | 442.678 | 607 | - | 1623 | - | - | - | 1372.092 | - | 694
1LHS240R | 40 | 460 V, 3 Ph | 61 A | 36731 | - | - | 1577 | 4410 | 767.868 | 390.228 | 442.678 | 607 | - | 1794 | - | - | - | 1372.092 | - | 694 | ENC4 | - |  | 1LHS240R | 40 | 460 V, 3 Ph | 36731 | - | - | 1577 | 4410 | 767.868 | 390.228 | 442.678 | 607 | - | 1794 | - | - | - | 1372.092 | - | 694
1LHS250R | 50 | 460 V, 3 Ph | 77 A | 39257 | - | - | 2715 | 4410 | 767.868 | 390.228 | 442.678 | 607 | - | 2346 | - | - | - | 1372.092 | - | 694 | ENC6 | - |  | 1LHS250R | 50 | 460 V, 3 Ph | 39257 | - | - | 2715 | 4410 | 767.868 | 390.228 | 442.678 | 607 | - | 2346 | - | - | - | 1372.092 | - | 694
PERFORMANCE 1 1LH2XXRX-BOFHS | [23 empty] | PERFORMANCE 1 1LH2XXRX-BOFHS
1LH210R | 10 | 460 V, 3 Ph | 18 A | 12560 | 9300 | - | 935 | 1678 | 767.868 | 390.228 | 442.678 | 607 | 2747 | 1333 | 561 | 914 | 1042 | 1372.092 | - | 798 | ENC3 | ENC5 |  | 1LH210R | 10 | 460 V, 3 Ph | 12560 | 9300 | - | 935 | 1678 | 767.868 | 390.228 | 442.678 | 607 | 2747 | 1333 | 561 | 914 | 1042 | 1372.092 | - | 798
1LH215R | 15 | 460 V, 3 Ph | 24 A | 14176 | 9300 | - | 1266 | 2089 | 767.868 | 390.228 | 442.678 | 607 | 2808 | 1458 | 561 | 914 | 1042 | 1372.092 | - | 798 | ENC3 | ENC5 |  | 1LH215R | 15 | 460 V, 3 Ph | 14176 | 9300 | - | 1266 | 2089 | 767.868 | 390.228 | 442.678 | 607 | 2808 | 1458 | 561 | 914 | 1042 | 1372.092 | - | 798
1LH220R | 20 | 460 V, 3 Ph | 31 A | 17471 | 9300 | - | 1266 | 2504 | 767.868 | 390.228 | 442.678 | 607 | 2956 | 1581 | 561 | 914 | 1042 | 1372.092 | - | 798 | ENC3 | ENC5 |  | 1LH220R | 20 | 460 V, 3 Ph | 17471 | 9300 | - | 1266 | 2504 | 767.868 | 390.228 | 442.678 | 607 | 2956 | 1581 | 561 | 914 | 1042 | 1372.092 | - | 798
1LH225R | 25 | 460 V, 3 Ph | 38 A | 18066 | 9300 | - | 1258 | 0 | 767.868 | 390.228 | 442.678 | 607 | 3194 | 1602 | 561 | 914 | 1042 | 1372.092 | - | 798 |  | ENC5 |  | 1LH225R | 25 | 460 V, 3 Ph | 18066 | 9300 | - | 1258 |  | 767.868 | 390.228 | 442.678 | 607 | 3194 | 1602 | 561 | 914 | 1042 | 1372.092 | - | 798
1LH230R | 30 | 460 V, 3 Ph | 46 A | 19784 | 9300 | - | 1567 | 3084 | 767.868 | 390.228 | 442.678 | 607 | 3319 | 1623 | 561 | 914 | 1042 | 1372.092 | - | 798 | ENC4 | ENC6 |  | 1LH230R | 30 | 460 V, 3 Ph | 19784 | 9300 | - | 1567 | 3084 | 767.868 | 390.228 | 442.678 | 607 | 3319 | 1623 | 561 | 914 | 1042 | 1372.092 | - | 798
1LH240R | 40 | 460 V, 3 Ph | 61 A | 38970 | 9300 | - | 1577 | 4410 | 767.868 | 390.228 | 442.678 | 607 | 3656 | 1794 | 561 | 914 | 1042 | 1372.092 | - | 798 | ENC4 | ENC6 |  | 1LH240R | 40 | 460 V, 3 Ph | 38970 | 9300 | - | 1577 | 4410 | 767.868 | 390.228 | 442.678 | 607 | 3656 | 1794 | 561 | 914 | 1042 | 1372.092 | - | 798
1LH250R | 50 | 460 V, 3 Ph | 77 A | 41083 | - | - | 2715 | 4410 | 767.868 | 390.228 | 442.678 | 607 | 3775 | 2346 | 561 | 914 | 1042 | 1372.092 | - | 798 | ENC6 | - |  | 1LH250R | 50 | 460 V, 3 Ph | 41083 | - | - | 2715 | 4410 | 767.868 | 390.228 | 442.678 | 607 | 3775 | 2346 | 561 | 914 | 1042 | 1372.092 | - | 798
460V Phase Converting AFE | [23 empty] | 480V Phase Converting
ENTERPRISE 1 1LHE4XXR-BO | [23 empty] | ENTERPRISE 1 1LHE4XXR-BO
1LHE405R | 5 | 460 V, 3 Ph | 9 A | 8102 | - | - | 900 | - | 767.868 | 390.228 | 442.678 | 607 | 2472 | 1264 | - | - | - | 1372.092 | 399 | 515 | ENC3 | - |  | 1LHE405R | 5 | 460 V, 3 Ph | 8102 | - | - | 900 | - | 767.868 | 390.228 | 442.678 | 607 | 2472 | 1264 | - | - | - | 1372.092 | 399 | 515
1LHE407R | 7.5 | 460 V, 3 Ph | 13 A | 8576 | - | - | 905 | - | 767.868 | 390.228 | 442.678 | 607 | 2564 | 1298 | - | - | - | 1372.092 | 399 | 515 | ENC3 | - |  | 1LHE407R | 7.5 | 460 V, 3 Ph | 8576 | - | - | 905 | - | 767.868 | 390.228 | 442.678 | 607 | 2564 | 1298 | - | - | - | 1372.092 | 399 | 515
1LHE410R | 10 | 460 V, 3 Ph | 18 A | 9451 | - | - | 935 | - | 767.868 | 390.228 | 442.678 | 607 | 2747 | 1333 | - | - | - | 1372.092 | 399 | 515 | ENC3 | - |  | 1LHE410R | 1 | 460 V, 3 Ph | 9451 | - | - | 935 | - | 767.868 | 390.228 | 442.678 | 607 | 2747 | 1333 | - | - | - | 1372.092 | 399 | 515
1LHE415R | 15 | 460 V, 3 Ph | 25 A | 10581 | - | - | 935 | - | 767.868 | 390.228 | 442.678 | 607 | 2808 | 1458 | - | - | - | 1372.092 | 399 | 515 | ENC3 | - |  | 1LHE415R | 15 | 460 V, 3 Ph | 10581 | - | - | 935 | - | 767.868 | 390.228 | 442.678 | 607 | 2808 | 1458 | - | - | - | 1372.092 | 399 | 515
1LHE420R | 20 | 460 V, 3 Ph | 31 A | 11331 | - | - | 990 | - | 767.868 | 390.228 | 442.678 | 607 | 2956 | 1581 | - | - | - | 1372.092 | 399 | 515 | ENC3 | - |  | 1LHE420R | 20 | 460 V, 3 Ph | 11331 | - | - | 990 | - | 767.868 | 390.228 | 442.678 | 607 | 2956 | 1581 | - | - | - | 1372.092 | 399 | 515
1LHE425R | 25 | 460 V, 3 Ph | 38 A | 12843 | - | - | 990 | - | 767.868 | 390.228 | 442.678 | 607 | 3194 | 1602 | - | - | - | 1372.092 | 399 | 515 | ENC3 | - |  | 1LHE425R | 25 | 460 V, 3 Ph | 12843 | - | - | 990 | - | 767.868 | 390.228 | 442.678 | 607 | 3194 | 1602 | - | - | - | 1372.092 | 399 | 515
1LHE430R | 30 | 460 V, 3 Ph | 46 A | 13687 | - | - | 1266 | - | 767.868 | 390.228 | 442.678 | 607 | 3319 | 1623 | - | - | - | 1372.092 | 399 | 515 | ENC3 | - |  | 1LHE430R | 30 | 460 V, 3 Ph | 13687 | - | - | 1266 | - | 767.868 | 390.228 | 442.678 | 607 | 3319 | 1623 | - | - | - | 1372.092 | 399 | 515
SIGNATURE 1 1LHS4XXR-BOFHS | [23 empty] | SIGNATURE 1 1LHS4XXR-BOFHS
1LHS440R | 40 | 460 V, 3 Ph | 61 A | 17856.129 | - | - | 1266 | 2504 | 767.868 | 390.228 | 442.678 | 607 | - | 1794 | - | - | - | 1372.092 | - | 694 | ENC4 | - |  | 1LHS440R | 40 | 460 V, 3 Ph | 17856.129 | - | - | 1266 | 2504 | 767.868 | 390.228 | 442.678 | 607 | - | 1794 | - | - | - | 1372.092 | - | 694
1LHS450R | 50 | 460 V, 3 Ph | 77 A | 22659.915 | - | - | 1258 | 2623 | 767.868 | 390.228 | 442.678 | 607 | - | 2346 | - | - | - | 1372.092 | - | 694 | ENC4 | - |  | 1LHS450R | 50 | 460 V, 3 Ph | 22659.915 | - | - | 1258 | 2623 | 767.868 | 390.228 | 442.678 | 607 | - | 2346 | - | - | - | 1372.092 | - | 694
1LHS460R | 60 | 460 V, 3 Ph | 91 A | 27398.915 | - | - | 1548 | 3084 | 767.868 | 390.228 | 442.678 | 607 | - | 2829 | - | - | - | 1372.092 | - | 694 | ENC4 | - |  | 1LHS460R | 60 | 460 V, 3 Ph | 27398.915 | - | - | 1548 | 3084 | 767.868 | 390.228 | 442.678 | 607 | - | 2829 | - | - | - | 1372.092 | - | 694
1LHS475R | 75 | 460 V, 3 Ph | 107 A | 30911 | - | - | 1573 | 3393 | 767.868 | 390.228 | 442.678 | 607 | - | 3048 | - | - | - | 1372.092 | - | 694 | ENC4 | - |  | 1LHS475R | 75 | 460 V, 3 Ph | 30911 | - | - | 1573 | 3393 | 767.868 | 390.228 | 442.678 | 607 | - | 3048 | - | - | - | 1372.092 | - | 694
1LHS4100R | 100 | 460 V, 3 Ph | 142 A | 38085 | - | - | 2715 | 4410 | 767.868 | 390.228 | 442.678 | 607 | - | 3428 | - | - | - | 1372.092 | - | 694 | ENC6 | - |  | 1LHS4100R | 100 | 460 V, 3 Ph | 38085 | - | - | 2715 | 4410 | 767.868 | 390.228 | 442.678 | 607 | - | 3428 | - | - | - | 1372.092 | - | 694
PERFORMANCE 1 1LH4XXRX-BOFHS | [23 empty] | PERFORMANCE 1 1LH4XXRX-BOFHS
1LH410R | 10 | 460 V, 3 Ph | 18 A | 11378 | 6315 | 10648 | 935 | 842 | 767.868 | 390.228 | 442.678 | 607 | 2747 | 1333 | 561 | 914 | 1042 | 1372.092 | - | 798 | ENC3 | - |  | 1LH410R | 10 | 460 V, 3 Ph | 11378 | 6315 | 10648 | 935 | 842 | 767.868 | 390.228 | 442.678 | 607 | 2747 | 1333 | 561 | 914 | 1042 | 1372.092 | - | 798
1LH415R | 15 | 460 V, 3 Ph | 25 A | 12677 | 6315 | 10648 | 935 | 1353 | 767.868 | 390.228 | 442.678 | 607 | 2808 | 1458 | 561 | 914 | 1042 | 1372.092 | - | 798 | ENC3 | - |  | 1LH415R | 15 | 460 V, 3 Ph | 12677 | 6315 | 10648 | 935 | 1353 | 767.868 | 390.228 | 442.678 | 607 | 2808 | 1458 | 561 | 914 | 1042 | 1372.092 | - | 798
1LH420R | 20 | 460 V, 3 Ph | 31 A | 15940 | 6315 | 10648 | 990 | 1678 | 767.868 | 390.228 | 442.678 | 607 | 2956 | 1581 | 561 | 914 | 1042 | 1372.092 | - | 798 | ENC3 | - |  | 1LH420R | 20 | 460 V, 3 Ph | 15940 | 6315 | 10648 | 990 | 1678 | 767.868 | 390.228 | 442.678 | 607 | 2956 | 1581 | 561 | 914 | 1042 | 1372.092 | - | 798
1LH425R | 25 | 460 V, 3 Ph | 38 A | 16948 | 6315 | 10648 | 990 | 2055 | 767.868 | 390.228 | 442.678 | 607 | 3194 | 1602 | 561 | 914 | 1042 | 1372.092 | - | 798 | ENC3 | - |  | 1LH425R | 25 | 460 V, 3 Ph | 16948 | 6315 | 10648 | 990 | 2055 | 767.868 | 390.228 | 442.678 | 607 | 3194 | 1602 | 561 | 914 | 1042 | 1372.092 | - | 798
1LH430R | 30 | 460 V, 3 Ph | 46 A | 17606.2303 | 6315 | 10648 | 1266 | 2089 | 767.868 | 390.228 | 442.678 | 607 | 3319 | 1623 | 561 | 914 | 1042 | 1372.092 | - | 798 | ENC3 | - |  | 1LH430R | 30 | 460 V, 3 Ph | 17606.2303 | 6315 | 10648 | 1266 | 2089 | 767.868 | 390.228 | 442.678 | 607 | 3319 | 1623 | 561 | 914 | 1042 | 1372.092 | - | 798
1LH440R | 40 | 460 V, 3 Ph | 61 A | 19950 | 6315 | 10648 | 1266 | 2504 | 767.868 | 390.228 | 442.678 | 607 | 3656 | 1794 | 561 | 914 | 1042 | 1372.092 | - | 798 | ENC4 | ENC6 |  | 1LH440R | 40 | 460 V, 3 Ph | 19950 | 6315 | 10648 | 1266 | 2504 | 767.868 | 390.228 | 442.678 | 607 | 3656 | 1794 | 561 | 914 | 1042 | 1372.092 | - | 798
1LH450R | 50 | 460 V, 3 Ph | 77 A | 24749 | 6315 | 10648 | 1258 | 2623 | 767.868 | 390.228 | 442.678 | 607 | 3775 | 2346 | 561 | 914 | 1042 | 1372.092 | - | 798 | ENC4 | ENC6 |  | 1LH450R | 50 | 460 V, 3 Ph | 24749 | 6315 | 10648 | 1258 | 2623 | 767.868 | 390.228 | 442.678 | 607 | 3775 | 2346 | 561 | 914 | 1042 | 1372.092 | - | 798
1LH460R | 60 | 460 V, 3 Ph | 91 A | 29562 | 6315 | 10648 | 1548 | 3084 | 767.868 | 390.228 | 442.678 | 607 | - | 2829 | 561 | 914 | 1042 | 1372.092 | - | 798 | ENC4 | ENC6 |  | 1LH460R | 60 | 460 V, 3 Ph | 29562 | 6315 | 10648 | 1548 | 3084 | 767.868 | 390.228 | 442.678 | 607 | - | 2829 | 561 | 914 | 1042 | 1372.092 | - | 798
1LH475R | 75 | 460 V, 3 Ph | 107 A | 32961 | 6315 | 10648 | 1573 | 3393 | 767.868 | 390.228 | 442.678 | 607 | - | 3048 | 561 | 914 | 1042 | 1372.092 | - | 798 | ENC4 | ENC6 |  | 1LH475R | 75 | 460 V, 3 Ph | 32961 | 6315 | 10648 | 1573 | 3393 | 767.868 | 390.228 | 442.678 | 607 | - | 3048 | 561 | 914 | 1042 | 1372.092 | - | 798
1LH4100R | 100 | 460 V, 3 Ph | 142 A | 40775 | 6315 | - | 2715 | 4410 | 767.868 | 390.228 | 442.678 | 607 | - | 3428 | 561 | 914 | 1042 | 1372.092 | - | 798 | ENC6 | ENC6 |  | 1LH4100R | 100 | 460 V, 3 Ph | 40775 | 6315 | - | 2715 | 4410 | 767.868 | 390.228 | 442.678 | 607 | - | 3428 | 561 | 914 | 1042 | 1372.092 | - | 798
1LH4125R | 125 | 460 V, 3 Ph | 172 A | 55620 | - | - | 2746 | 5473 | 767.868 | 390.228 | 442.678 | 607 | - | 3610 | 561 | 914 | 1042 | 1372.092 | - | 798 | ENC6 | - |  | 1LH4125R | 125 | 460 V, 3 Ph | 55620 | - | - | 2746 | 5473 | 767.868 | 390.228 | 442.678 | 607 | - | 3610 | 561 | 914 | 1042 | 1372.092 | - | 798
1LH4150R | 150 | 460 V, 3 Ph | 198 A | 63960 | - | - | 2746 | 6150 | 767.868 | 390.228 | 442.678 | 607 | - | 3610 | 561 | 914 | 1042 | 1372.092 | - | 798 | ENC6 | - |  | 1LH4150R | 150 | 460 V, 3 Ph | 63960 | - | - | 2746 | 6150 | 767.868 | 390.228 | 442.678 | 607 | - | 3610 | 561 | 914 | 1042 | 1372.092 | - | 798
S00150 | 0-150psi Transducer with 10ft lead | [5 empty] | 389.179
S00150-25 | 0-150psi Transducer with 25ft lead | [5 empty] | 475.197
S00150-50 | 0-150psi Transducer with 50ft lead | [5 empty] | 521.353
S00150-100 | 0-150psi Transducer with 100ft lead | [5 empty] | 615.763
ASPD013 | Three Phase Strikesorb Surge Protection Kit | [5 empty] | 2063.383
ASPD014 | Single Phase Strikesorb Surge Protection Kit | [5 empty] | 1781.202
CVR001 | HOA Switch and Speed Pot Security Cover | [5 empty] | 324.141
LF0018 | GPS Output Filter | [5 empty] | 1093.058
PSI SNUB | Pressure Snubber for Transducers | [5 empty] | 201.408
CVR0002 | Keypad Locking Security Cover Enterprise Frames | [5 empty] | 311.553
AS0029 | PSI selector switch | [5 empty] | 390.228
HTR0003 | Heater,200W,TSAT,230V | [5 empty] | 1389
Options and Descriptions
[24 empty] | modifier | modOrder | list | name | description
[24 empty] | R | 5000 | -1 | Outdoor Enclosure | NEMA Type 3R Outdoor Enclosure
[24 empty] | C | 7000 | -1 | 18 A AuxPower | Auxiliary output designed to power center pivot irritgation systems from 1-phase utility power. Output is rated 3-phase, 60 Hz, 460 V, 18 A. Output voltage is pure sinusoidal, making it suitable for operating the motor loads and electronic controls of center pivot systems.
[24 empty] | X | 7000 | -1 | 32 A AuxPower | Auxiliary output designed to power center pivot irritgation systems from 1-phase utility power. Output is rated 3-phase, 60 Hz, 460 V, 32 A. Output voltage is pure sinusoidal, making it suitable for operating the motor loads and electronic controls of center pivot systems.
[24 empty] | B | 10200 | -1 | MCCB Service Disconnect | MCCB Service Disconnect with Integrated Breaker
[24 empty] | H | 10800 | 767.868 | HOA Switch & Speed Pot | HOA Switch and Speed Potentiometer
[24 empty] | H1 | 10800 | 390.228 | HOA Switch Only | HOA Switch Only
[24 empty] | H2 | 10800 | 442.678 | Speed Pot Only | Speed Potentiometer Only
[24 empty] | L3 | 11200 | 446.874 | Run & Fault Light | Run and Fault Indicator Lights
[24 empty] | O | 11500 | -1 | Sine Wave Output Filter | Sine Wave Output Filter
[24 empty] | OF | 11500 | -1 | dV/dt Output Filter | dV/dt Output Filter
[24 empty] | P11 | 11600 | 561 | Power Supply | 120 V (150 VA)
[24 empty] | S | 11900 | -1 | Strikesorb Surge Protection | Multiple-event MOV-type Surge Protection
[24 empty] | S1 | 11900 | -1 | Protec Surge Protection | Single-event MOV-type Surge Protection
[24 empty] | Z | 12600 | -1 | Pad Mount Kit (LEGS) | Pad Mount Kit
Accessories and Descriptions
[24 empty] | modifier | modOrder | list | name | partNum | description
[24 empty] | PASS | 1 | 389.179 | S00150 | S00150 | 0-150psi Transducer with 10ft lead
[24 empty] | PASS | 2 | 475.197 | S00150-25 | S00150-25 | 0-150psi Transducer with 25ft lead
[24 empty] | PASS | 3 | 521.353 | S00150-50 | S00150-50 | 0-150psi Transducer with 50ft lead
[24 empty] | PASS | 4 | 615.763 | S00150-100 | S00150-100 | 0-150psi Transducer with 100ft lead
[24 empty] | NOPASS | -1 | 2063.383 | ASPD013 | ASPD013 | Three Phase Strikesorb Surge Protection Kit
[24 empty] | NOPASS | -1 | 1781.202 | ASPD014 | ASPD014 | Single Phase Strikesorb Surge Protection Kit
[24 empty] | PASS | 5 | 324.141 | CVR001 | CVR001 | HOA Switch and Speed Pot Security Cover
[24 empty] | PASS | 6 | 1093.058 | LF0018 | LF0018 | GPS Output Filter
[24 empty] | PASS | 7 | 201.408 | PSI SNUB | PSI SNUB | Pressure Snubber for Transducers
[24 empty] | PASS | 8 | 8488.508 | SVK7000 | SVK7000 | Service Kit for All LH Systems with RJ45 Connectors (Last 2.5 Years)
[24 empty] | PASS | 9 | 311.553 | CVR0002 | CVR0002 | Keypad Locking Security Cover Enterprise Frames
[24 empty] | PASS | 10 | 390.228 | AS0029 | AS0029 | PSI selector switch
[24 empty] | PASS | 11 | 1389 | HTR0003 | HTR0003 | Heater,400W,TSAT,230V

## 3LH
3LH Series |  |  |  | Pricing increases will go into effect for all products January 1, 2025. All quotations valid for 30 days. | [17 empty] | 10% | Phase Pricing | Start Row | End Row | Skip Rows | Product |  | Options Start Row | Accessories Start Row
[22 empty] | No |  | 6 | 89 | 7,8,9,17,18,25,32,43,44,54,66 | VFD |  | 121 | 151
Multiplier: | 1 | [20 empty] | Yes
Expedite: | No |  |  |  | 508A Panel Shop Options | [14 empty] | NEMA 3R Enclosure | Enclosure With Bypass
[5 empty] | Disconnect | Input Filter | Hand Controls |  |  | Run Indicators | Output Filters |  | Bypass | 120 V Power Supply |  |  | Surge Protection |  | Leg Kit
[5 empty] | B | F | H | H1 | H2 | L3 | O | OF | Q | P11 | P21 | P31 | S | S1 | Z | [6 empty] | PRICE | B |  | H | H1 | H2 | L3 | O | OF | Q | P11 | P21 | P31 | S | S1 | Z | LEGNOTES | LEGPARTNUM
Model | HP | Output | Rated Output | List Price | MCCB | LCL | HOA Switch & Speed Pot | HOA Switch Only | Speed Pot Only | Run & Fault Light | Output Sine Filter | Output dV/dt Filter | System Bypass includes MCCB | 150 VA | 250 VA | 375 VA | Strikesorb | Protec | Pad Mount |  |  |  | Model | HP | Output | List Price | MCCB | LCL | HOA Switch and Speed Potentiometer | HOA Switch Only | Speed Pot Only | Run & Fault Light | Output Sine Filter | Output dV/dT Filter | System Bypass includes MCCB |  |  |  | Strikesorb Surge Protection | Protec | Pad Mount Kit (LEGS)
230V 3 Phase DERATE BY ONE SIZE FOR 208V INPUT | [22 empty] | 240V 3 Phase DERATE BY ONE SIZE FOR 208V INPUT
ENTERPRISE 1 3LHE0XXR-B | [22 empty] | ENTERPRISE 1 3LHE0XXR-B
3LHE005R | 5 | 230V, 3 Ph | 18 A | 8766 | 1100 | - | 767.868 | 390.228 | 442.678 | 607 | 2747 | 1333 | - | - | - | - | 1647.979 | 579 | 515 | ENC3 | - |  | 3LHE005R | 5 | 230V, 3 Ph | 8766 | 1100 | 786 | 767.868 | 390.228 | 442.678 | 607 | 2747 | 1333 | - | - | - | - | 1647.979 | 579 | 515
3LHE007R | 7.5 | 230V, 3 Ph | 25 A | 10178 | 1152 | - | 767.868 | 390.228 | 442.678 | 607 | 2808 | 1458 | - | - | - | - | 1647.979 | 579 | 515 | ENC3 | - |  | 3LHE007R | 7.5 | 230V, 3 Ph | 10178 | 1152 | 842 | 767.868 | 390.228 | 442.678 | 607 | 2808 | 1458 | - | - | - | - | 1647.979 | 579 | 515
3LHE010R | 10 | 230V, 3 Ph | 31 A | 10330 | 1165 | - | 767.868 | 390.228 | 442.678 | 607 | 2956 | 1581 | - | - | - | - | 1647.979 | 579 | 515 | ENC3 | - |  | 3LHE010R | 10 | 230V, 3 Ph | 10330 | 1165 | 1126 | 767.868 | 390.228 | 442.678 | 607 | 2956 | 1581 | - | - | - | - | 1647.979 | 579 | 515
3LHE015R | 15 | 230V, 3 Ph | 46 A | 10755 | 1165 | - | 767.868 | 390.228 | 442.678 | 607 | 3319 | 1623 | - | - | - | - | 1647.979 | 579 | 515 | ENC3 | - |  | 3LHE015R | 15 | 230V, 3 Ph | 10755 | 1165 | 1678 | 767.868 | 390.228 | 442.678 | 607 | 3319 | 1623 | - | - | - | - | 1647.979 | 579 | 515
3LHE020R | 20 | 230V, 3 Ph | 61 A | 11143 | 1202 | - | 767.868 | 390.228 | 442.678 | 607 | 3656 | 1794 | - | - | - | - | 1647.979 | 579 | 515 | ENC3 | - |  | 3LHE020R | 20 | 230V, 3 Ph | 11143 | 1202 | 2055 | 767.868 | 390.228 | 442.678 | 607 | 3656 | 1794 | - | - | - | - | 1647.979 | 579 | 515
3LHE025R | 25 | 230V, 3 Ph | 75 A | 12101 | 1202 | - | 767.868 | 390.228 | 442.678 | 607 | 3775 | 2346 | - | - | - | - | 1647.979 | 579 | 515 | ENC3 | - |  | 3LHE025R | 25 | 230V, 3 Ph | 12101 | 1202 | 2089 | 767.868 | 390.228 | 442.678 | 607 | 3775 | 2346 | - | - | - | - | 1647.979 | 579 | 515
3LHE030R | 30 | 230V, 3 Ph | 91 A | 13512 | 1502 | - | 767.868 | 390.228 | 442.678 | 607 | 4075 | 2829 | - | - | - | - | 1647.979 | 579 | 515 | ENC3 | - |  | 3LHE030R | 30 | 230V, 3 Ph | 13512 | 1502 | 2504 | 767.868 | 390.228 | 442.678 | 607 | 4075 | 2829 | - | - | - | - | 1647.979 | 579 | 515
230V 3 Phase Voltage Doubling DERATE BY ONE SIZE FOR 208V INPUT | [22 empty] | 208-240V 3 Phase Voltage Doubling DERATE BY ONE SIZE FOR 208V INPUT
ENTERPRISE 1 3LHE2XXR-BO | [22 empty] | ENTERPRISE 1 3LHE2XXR-BO
3LHE205R | 5 | 460V, 3 Ph | 9 A | 9477 | 1100 | - | 767.868 | 390.228 | 442.678 | 607 | 2472 | 1264 | - | - | - | - | 1648 | 579 | 515 | ENC3 | - |  | 3LHE205R | 5 | 460V, 3 Ph | 9477 | 1100 | 786 | 767.868 | 390.228 | 442.678 | 607 | 2472 | 1264 | - | - | - | - | 1648 | 579 | 515
3LHE207R | 7.5 | 460V, 3 Ph | 13 A | 10690 | 1152 | - | 767.868 | 390.228 | 442.678 | 607 | 2564 | 1298 | - | - | - | - | 1648 | 579 | 515 | ENC3 | - |  | 3LHE207R | 7.5 | 460V, 3 Ph | 10690 | 1152 | 842 | 767.868 | 390.228 | 442.678 | 607 | 2564 | 1298 | - | - | - | - | 1648 | 579 | 515
3LHE210R | 10 | 460V, 3 Ph | 18 A | 11430 | 1165 | - | 767.868 | 390.228 | 442.678 | 607 | 2747 | 1333 | - | - | - | - | 1647.979 | 579 | 515 | ENC3 | - |  | 3LHE210R | 10 | 460V, 3 Ph | 11430 | 1165 | 1126 | 767.868 | 390.228 | 442.678 | 607 | 2747 | 1333 | - | - | - | - | 1647.979 | 579 | 515
3LHE215R | 15 | 460V, 3 Ph | 25 A | 12850 | 1165 | - | 767.868 | 390.228 | 442.678 | 607 | 2808 | 1458 | - | - | - | - | 1647.979 | 579 | 515 | ENC3 | - |  | 3LHE215R | 15 | 460V, 3 Ph | 12850 | 1165 | 1678 | 767.868 | 390.228 | 442.678 | 607 | 2808 | 1458 | - | - | - | - | 1647.979 | 579 | 515
3LHE220R | 20 | 460V, 3 Ph | 31 A | 14299 | 1202 | - | 767.868 | 390.228 | 442.678 | 607 | 2956 | 1581 | - | - | - | - | 1647.979 | 579 | 515 | ENC3 | - |  | 3LHE220R | 20 | 460V, 3 Ph | 14299 | 1202 | 2055 | 767.868 | 390.228 | 442.678 | 607 | 2956 | 1581 | - | - | - | - | 1647.979 | 579 | 515
3LHE225R | 25 | 460V, 3 Ph | 38 A | 15904 | 1202 | 2089 | 767.868 | 390.228 | 442.678 | 607 | 3194 | 1602 | - | - | - | - | 1647.979 | 579 | 515 | ENC3 | - |  | 3LHE225R | 25 | 460V, 3 Ph | 15904 | 1202 | 2089 | 767.868 | 390.228 | 442.678 | 607 | 3194 | 1602 | - | - | - | - | 1647.979 | 579 | 515
SIGNATURE 1 3LHS2XXR-BHOFS | [22 empty] | SIGNATURE 1 3LHS2XXR-BHOFS | [15 empty] | 1647.979
3LHS230R | 30 | 460V, 3 Ph | 46 A | 16546.456 | 1502 | 2504 | 767.868 | 390.228 | 442.678 | 607 | - | 1623 | - | - | - | - | 1647.979 | - | 694.438 | ENC4 | - |  | 3LHS230R | 30 | 460V, 3 Ph | 16546.456 | 1502 | 2504 | 767.868 | 390.228 | 442.678 | 607 | - | 1623 | - | - | - | - | 1647.979 | - | 694.438
3LHS240R | 40 | 460V, 3 Ph | 61 A | 20841.456 | 2210 | 2623 | 767.868 | 390.228 | 442.678 | 607 | - | 1794 | - | - | - | - | 1647.979 | - | 694.438 | ENC4 | - |  | 3LHS240R | 40 | 460V, 3 Ph | 20841.456 | 2210 | 2623 | 767.868 | 390.228 | 442.678 | 607 | - | 1794 | - | - | - | - | 1647.979 | - | 694.438
3LHS250R | 50 | 460V, 3 Ph | 77 A | 23105.085 | 2210 | 3084 | 767.868 | 390.228 | 442.678 | 607 | - | - | - | - | - | - | 1647.979 | - | 694.438 | ENC4 | - |  | 3LHS250R | 50 | 460V, 3 Ph | 23105.085 | 2210 | 3084 | 767.868 | 390.228 | 442.678 | 607 | - | - | - | - | - | - | 1647.979 | - | 694.438
3LHS260R | 60 | 460V, 3 Ph | 91 A | 28754.742 | 2218 | 3393 | 767.868 | 390.228 | 442.678 | 607 | - | - | - | - | - | - | 1647.979 | - | 694.438 | ENC6 | - |  | 3LHS260R | 60 | 460V, 3 Ph | 28754.742 | 2218 | 3393 | 767.868 | 390.228 | 442.678 | 607 | - | - | - | - | - | - | 1647.979 | - | 694.438
3LHS275R | 75 | 460V, 3 Ph | 107 A | 34625 | 3401 | 4410 | 767.868 | 390.228 | 442.678 | 607 | - | - | - | - | - | - | 1647.979 | - | 694.438 | ENC6 | - |  | 3LHS275R | 75 | 460V, 3 Ph | 34625 | 3401 | 4410 | 767.868 | 390.228 | 442.678 | 607 | - | - | - | - | - | - | 1647.979 | - | 694.438
3LHS2100R | 100 | 460V, 3 Ph | 142 A | 41453 | 3336 | 5473 | 767.868 | 390.228 | 442.678 | 607 | - | - | - | - | - | - | 1647.979 | - | 694.438 | ENC6 | - |  | 3LHS2100R | 100 | 460V, 3 Ph | 41453 | 3336 | 5473 | 767.868 | 390.228 | 442.678 | 607 | - | - | - | - | - | - | 1647.979 | - | 694.438
PERFORMANCE 1 3LH2XXR-BHOFS | [22 empty] | PERFORMANCE 1 3LH2XXR-BHOFS
3LH210R | 10 | 460V, 3 Ph | 18 A | 12395 | 1165 | - | 767.868 | 390.228 | 442.678 | 607 | 2747 | 1333 | - | 561 | 914 | 1042 | 1647.979 | - | 798 | ENC3 | - |  | 3LH210R | 10 | 460V, 3 Ph | 12395 | 1165 | 1126 | 767.868 | 390.228 | 442.678 | 607 | 2747 | 1333 | - | 561 | 914 | 1042 | 1647.979 | - | 798
3LH215R | 15 | 460V, 3 Ph | 25 A | 13825 | 1165 | - | 767.868 | 390.228 | 442.678 | 607 | 2808 | 1458 | - | 561 | 914 | 1042 | 1647.979 | - | 798 | ENC3 | - |  | 3LH215R | 15 | 460V, 3 Ph | 13825 | 1165 | 1678 | 767.868 | 390.228 | 442.678 | 607 | 2808 | 1458 | - | 561 | 914 | 1042 | 1647.979 | - | 798
3LH220R | 20 | 460V, 3 Ph | 31 A | 15248 | 1202 | - | 767.868 | 390.228 | 442.678 | 607 | 2956 | 1581 | - | 561 | 914 | 1042 | 1647.979 | - | 798 | ENC3 | - |  | 3LH220R | 20 | 460V, 3 Ph | 15248 | 1202 | 2055 | 767.868 | 390.228 | 442.678 | 607 | 2956 | 1581 | - | 561 | 914 | 1042 | 1647.979 | - | 798
3LH225R | 25 | 460V, 3 Ph | 38 A | 16936 | 1202 | 2089 | 767.868 | 390.228 | 442.678 | 607 | 3194 | 1602 | - | 561 | 914 | 1042 | 1647.979 | - | 798 | ENC3 | - |  | 3LH225R | 25 | 460V, 3 Ph | 16936 | 1202 | 2089 | 767.868 | 390.228 | 442.678 | 607 | 3194 | 1602 | - | 561 | 914 | 1042 | 1647.979 | - | 798
3LH230R | 30 | 460V, 3 Ph | 46 A | 18392.594 | 1502 | 2504 | 767.868 | 390.228 | 442.678 | 607 | 3319 | 1623 | - | 561 | 914 | 1042 | 1647.979 | - | 798 | ENC4 | - |  | 3LH230R | 30 | 460V, 3 Ph | 18392.594 | 1502 | 2504 | 767.868 | 390.228 | 442.678 | 607 | 3319 | 1623 | - | 561 | 914 | 1042 | 1647.979 | - | 798
3LH240R | 40 | 460V, 3 Ph | 61 A | 22591.594 | 2210 | 2623 | 767.868 | 390.228 | 442.678 | 607 | 3656 | 1794 | - | 561 | 914 | 1042 | 1647.979 | - | 798 | ENC4 | - |  | 3LH240R | 40 | 460V, 3 Ph | 22591.594 | 2210 | 2623 | 767.868 | 390.228 | 442.678 | 607 | 3656 | 1794 | - | 561 | 914 | 1042 | 1647.979 | - | 798
3LH250R | 50 | 460V, 3 Ph | 77 A | 26050 | 2210 | 3084 | 767.868 | 390.228 | 442.678 | 607 | 3775 | 2346 | - | 561 | 914 | 1042 | 1647.979 | - | 798 | ENC4 | - |  | 3LH250R | 50 | 460V, 3 Ph | 26050 | 2210 | 3084 | 767.868 | 390.228 | 442.678 | 607 | 3775 | 2346 | - | 561 | 914 | 1042 | 1647.979 | - | 798
3LH260R | 60 | 460V, 3 Ph | 91 A | 32189 | 2218 | 3393 | 767.868 | 390.228 | 442.678 | 607 | - | - | - | 561 | 914 | 1042 | 1647.979 | - | 798 | ENC6 | - |  | 3LH260R | 60 | 460V, 3 Ph | 32189 | 2218 | 3393 | 767.868 | 390.228 | 442.678 | 607 | - | - | - | 561 | 914 | 1042 | 1647.979 | - | 798
3LH275R | 75 | 460V, 3 Ph | 107 A | 36123 | 3401 | 4410 | 767.868 | 390.228 | 442.678 | 607 | - | - | - | 561 | 914 | 1042 | 1647.979 | - | 798 | ENC6 | - |  | 3LH275R | 75 | 460V, 3 Ph | 36123 | 3401 | 4410 | 767.868 | 390.228 | 442.678 | 607 | - | - | - | 561 | 914 | 1042 | 1647.979 | - | 798
3LH2100R | 100 | 460V, 3 Ph | 142 A | 42499 | 3336 | 5473 | 767.868 | 390.228 | 442.678 | 607 | - | - | - | 561 | 914 | 1042 | 1647.979 | - | 798 | ENC6 | - |  | 3LH2100R | 100 | 460V, 3 Ph | 42499 | 3336 | 5473 | 767.868 | 390.228 | 442.678 | 607 | - | - | - | 561 | 914 | 1042 | 1647.979 | - | 798
460V 3 Phase | [22 empty] | 480V 3 Phase
ENTERPRISE 1 3LHE4XXR-BO | [22 empty] | ENTERPRISE 1 3LHE4XXR-BO
3LHE405R | 5 | 460V, 3 Ph | 9 A | 8622 | 1095 | - | 767.868 | 390.228 | 442.678 | 607 | 2472 | 1264 | - | - | - | - | 1647.979 | 579 | 515 | ENC3 | - |  | 3LHE405R | 5 | 460V, 3 Ph | 8622 | 1095 | 543 | 767.868 | 390.228 | 442.678 | 607 | 2472 | 1264 | - | - | - | - | 1647.979 | 579 | 515
3LHE407R | 7.5 | 460V, 3 Ph | 13 A | 9989 | 1095 | - | 767.868 | 390.228 | 442.678 | 607 | 2564 | 1298 | - | - | - | - | 1647.979 | 579 | 515 | ENC3 | - |  | 3LHE407R | 7.5 | 460V, 3 Ph | 9989 | 1095 | 561 | 767.868 | 390.228 | 442.678 | 607 | 2564 | 1298 | - | - | - | - | 1647.979 | 579 | 515
3LHE410R | 10 | 460V, 3 Ph | 18 A | 10211 | 1151 | - | 767.868 | 390.228 | 442.678 | 607 | 2747 | 1333 | - | - | - | - | 1647.979 | 579 | 515 | ENC3 | - |  | 3LHE410R | 10 | 460V, 3 Ph | 10211 | 1151 | 786 | 767.868 | 390.228 | 442.678 | 607 | 2747 | 1333 | - | - | - | - | 1647.979 | 579 | 515
3LHE415R | 15 | 460V, 3 Ph | 25 A | 10354 | 1165 | - | 767.868 | 390.228 | 442.678 | 607 | 2808 | 1458 | - | - | - | - | 1647.979 | 579 | 515 | ENC3 | - |  | 3LHE415R | 15 | 460V, 3 Ph | 10354 | 1165 | 842 | 767.868 | 390.228 | 442.678 | 607 | 2808 | 1458 | - | - | - | - | 1647.979 | 579 | 515
3LHE420R | 20 | 460V, 3 Ph | 31 A | 10797 | 1165 | - | 767.868 | 390.228 | 442.678 | 607 | 2956 | 1581 | - | - | - | - | 1647.979 | 579 | 515 | ENC3 | - |  | 3LHE420R | 20 | 460V, 3 Ph | 10797 | 1165 | 1126 | 767.868 | 390.228 | 442.678 | 607 | 2956 | 1581 | - | - | - | - | 1647.979 | 579 | 515
3LHE425R | 25 | 460V, 3 Ph | 38 A | 11023 | 1174 | - | 767.868 | 390.228 | 442.678 | 607 | 3194 | 1602 | - | - | - | - | 1647.979 | 579 | 515 | ENC3 | - |  | 3LHE425R | 25 | 460V, 3 Ph | 11023 | 1174 | 1353 | 767.868 | 390.228 | 442.678 | 607 | 3194 | 1602 | - | - | - | - | 1647.979 | 579 | 515
3LHE430R | 30 | 460V, 3 Ph | 46 A | 12310 | 1174 | - | 767.868 | 390.228 | 442.678 | 607 | 3319 | 1623 | - | - | - | - | 1647.979 | 579 | 515 | ENC3 | - |  | 3LHE430R | 30 | 460V, 3 Ph | 12310 | 1174 | 1678 | 767.868 | 390.228 | 442.678 | 607 | 3319 | 1623 | - | - | - | - | 1647.979 | 579 | 515
3LHE440R | 40 | 460V, 3 Ph | 61 A | 13793 | 1210 | 2055 | 767.868 | 390.228 | 442.678 | 607 | 3656 | 1794 | - | - | - | - | 1647.979 | 579 | 515 | ENC3 | - |  | 3LHE440R | 40 | 460V, 3 Ph | 13793 | 1210 | 2055 | 767.868 | 390.228 | 442.678 | 607 | 3656 | 1794 | - | - | - | - | 1647.979 | 579 | 515
3LHE450R | 50 | 460V, 3 Ph | 77 A | 15502 | 1265 | 2089 | 767.868 | 390.228 | 442.678 | 607 | 3775 | 2346 | - | - | - | - | 1647.979 | 579 | 515 | ENC3 | - |  | 3LHE450R | 50 | 460V, 3 Ph | 15502 | 1265 | 2089 | 767.868 | 390.228 | 442.678 | 607 | 3775 | 2346 | - | - | - | - | 1647.979 | 579 | 515
SIGNATURE 1 3LHS4XXR-BHOFS | [22 empty] | SIGNATURE 1 3LHS4XXR-BHOFS
3LHS460R | 60 | 460V, 3 Ph | 91 A | 17578 | 1390 | 2504 | 767.868 | 390.228 | 442.678 | 607 | - | 3037 | - | - | - | - | 1647.979 | - | 694 | ENC4 | - |  | 3LHS460R | 60 | 460V, 3 Ph | 17578 | 1390 | 2504 | 767.868 | 390.228 | 442.678 | 607 | - | 3037 | - | - | - | - | 1647.979 | - | 694
3LHS475R | 75 | 460V, 3 Ph | 107 A | 19760.456 | 1499 | 2623 | 767.868 | 390.228 | 442.678 | 607 | - | 3273 | - | - | - | - | 1647.979 | - | 694 | ENC4 | - |  | 3LHS475R | 75 | 460V, 3 Ph | 19760.456 | 1499 | 2623 | 767.868 | 390.228 | 442.678 | 607 | - | 3273 | - | - | - | - | 1647.979 | - | 694
3LHS4100R | 100 | 460V, 3 Ph | 142 A | 22495 | 1873 | 3084 | 767.868 | 390.228 | 442.678 | 607 | - | 3681 | - | - | - | - | 1647.979 | - | 694 | ENC4 | - |  | 3LHS4100R | 100 | 460V, 3 Ph | 22495 | 1873 | 3084 | 767.868 | 390.228 | 442.678 | 607 | - | 3681 | - | - | - | - | 1647.979 | - | 694
3LHS4125R | 125 | 460V, 3 Ph | 172 A | 27294 | 1981 | 3393 | 767.868 | 390.228 | 442.678 | 607 | - | 3876 | - | - | - | - | 1647.979 | - | 694 | ENC4 | - |  | 3LHS4125R | 125 | 460V, 3 Ph | 27294 | 1981 | 3393 | 767.868 | 390.228 | 442.678 | 607 | - | 3876 | - | - | - | - | 1647.979 | - | 694
3LHS4150R | 150 | 460V, 3 Ph | 198 A | 29571 | 2254 | 4410 | 767.868 | 390.228 | 442.678 | 607 | - | 3876 | - | - | - | - | 1647.979 | - | 694 | ENC4 | - |  | 3LHS4150R | 150 | 460V, 3 Ph | 29571 | 2254 | 4410 | 767.868 | 390.228 | 442.678 | 607 | - | 3876 | - | - | - | - | 1647.979 | - | 694
3LHS4200R | 200 | 460V, 3 Ph | 250 A | 36441.334 | 3336 | 5473 | 767.868 | 390.228 | 442.678 | 607 | - | - | - | - | - | - | 1647.979 | - | 694 | ENC6 | - |  | 3LHS4200R | 200 | 460V, 3 Ph | 36441.334 | 3336 | 5473 | 767.868 | 390.228 | 442.678 | 607 | - | - | - | - | - | - | 1647.979 | - | 694
3LHS4250R | 250 | 460V, 3 Ph | 304 A | 44875 | 3409 | 6150 | 767.868 | 390.228 | 442.678 | 607 | - | - | - | - | - | - | 2471.444 | - | 694 | ENC6 | - |  | 3LHS4250R | 250 | 460V, 3 Ph | 44875 | 3409 | 6150 | 767.868 | 390.228 | 442.678 | 607 | - | - | - | - | - | - | 2471.444 | - | 694
3LHS4300R | 300 | 460V, 3 Ph | 362 A | 50210 | 4756 | - | 767.868 | 390.228 | 442.678 | 607 | - | - | - | - | - | - | 2471.444 | - | 694 | ENC6 | - |  | 3LHS4300R | 300 | 460V, 3 Ph | 50210 | 4756 | - | 767.868 | 390.228 | 442.678 | 607 | - | - | - | - | - | - | 2471.444 | - | 694
3LHS4350R | 350 | 460V, 3 Ph | 415 A | 58469 | 4803 | - | 767.868 | 390.228 | 442.678 | 607 | - | - | - | - | - | - | 2471.444 | - | 694 | - | - |  | 3LHS4350R | 350 | 460V, 3 Ph | 58469 | 4803 | - | 767.868 | 390.228 | 442.678 | 607 | - | - | - | - | - | - | 2471.444 | - | 694
3LHS4400R | 400 | 460V, 3 Ph | 478 A | 67143 | 6405 | - | 767.868 | 390.228 | 442.678 | 607 | - | - | - | - | - | - | 2471.444 | - | 694 | - | - |  | 3LHS4400R | 400 | 460V, 3 Ph | 67143 | 6405 | - | 767.868 | 390.228 | 442.678 | 607 | - | - | - | - | - | - | 2471.444 | - | 694
3LHS4500R | 500 | 460V, 3 Ph | 590 A | 89369 | 7329 | - | 767.868 | 390.228 | 442.678 | 607 | - | - | - | - | - | - | 2471.444 | - | 694 | - | - |  | 3LHS4500R | 500 | 460V, 3 Ph | 89369 | 7329 | - | 767.868 | 390.228 | 442.678 | 607 | - | - | - | - | - | - | 2471.444 | - | 694
PERFORMANCE 1 3LH4XXR-QHOFS | [22 empty] | PERFORMANCE 1 3LH4XXR-QHOFS
3LH410R | 10 | 460V, 3 Ph | 18 A | 11946.8889 | 1151 | - | 767.868 | 390.228 | 442.678 | 607 | 2747 | 1333 | - | 561 | 914 | 1042 | 1647.979 | - | 798 | ENC3 | - |  | 3LH410R | 10 | 460V, 3 Ph | 11946.8889 | 1151 | 786 | 767.868 | 390.228 | 442.678 | 607 | 2747 | 1333 | - | 561 | 914 | 1042 | 1647.979 | - | 798
3LH415R | 15 | 460V, 3 Ph | 25 A | 12294 | 1165 | - | 767.868 | 390.228 | 442.678 | 607 | 2808 | 1458 | - | 561 | 914 | 1042 | 1647.979 | - | 798 | ENC3 | - |  | 3LH415R | 15 | 460V, 3 Ph | 12294 | 1165 | 842 | 767.868 | 390.228 | 442.678 | 607 | 2808 | 1458 | - | 561 | 914 | 1042 | 1647.979 | - | 798
3LH420R | 20 | 460V, 3 Ph | 31 A | 12757 | 1165 | - | 767.868 | 390.228 | 442.678 | 607 | 2956 | 1581 | 1985.757 | 561 | 914 | 1042 | 1647.979 | - | 798 | ENC3 | ENC5 |  | 3LH420R | 20 | 460V, 3 Ph | 12757 | 1165 | 1126 | 767.868 | 390.228 | 442.678 | 607 | 2956 | 1581 | 1985.757 | 561 | 914 | 1042 | 1647.979 | - | 798
3LH425R | 25 | 460V, 3 Ph | 38 A | 13003 | 1174 | - | 767.868 | 390.228 | 442.678 | 607 | 3194 | 1602 | 1985.757 | 561 | 914 | 1042 | 1647.979 | - | 798 | ENC3 | ENC5 |  | 3LH425R | 25 | 460V, 3 Ph | 13003 | 1174 | 1353 | 767.868 | 390.228 | 442.678 | 607 | 3194 | 1602 | 1985.757 | 561 | 914 | 1042 | 1647.979 | - | 798
3LH430R | 30 | 460V, 3 Ph | 46 A | 14361.059 | 1174 | - | 767.868 | 390.228 | 442.678 | 607 | 3319 | 1623 | 1985.757 | 561 | 914 | 1042 | 1647.979 | - | 798 | ENC3 | ENC5 |  | 3LH430R | 30 | 460V, 3 Ph | 14361.059 | 1174 | 1678 | 767.868 | 390.228 | 442.678 | 607 | 3319 | 1623 | 1985.757 | 561 | 914 | 1042 | 1647.979 | - | 798
3LH440R | 40 | 460V, 3 Ph | 61 A | 15997.059 | 1210 | 2055 | 767.868 | 390.228 | 442.678 | 607 | 3656 | 1794 | 2116.882 | 561 | 914 | 1042 | 1647.979 | - | 798 | ENC3 | ENC5 |  | 3LH440R | 40 | 460V, 3 Ph | 15997.059 | 1210 | 2055 | 767.868 | 390.228 | 442.678 | 607 | 3656 | 1794 | 2116.882 | 561 | 914 | 1042 | 1647.979 | - | 798
3LH450R | 50 | 460V, 3 Ph | 77 A | 17085 | 1265 | 2089 | 767.868 | 390.228 | 442.678 | 607 | 3775 | 2346 | 2001.492 | 561 | 914 | 1042 | 1647.979 | - | 798 | ENC3 | ENC5 |  | 3LH450R | 50 | 460V, 3 Ph | 17085 | 1265 | 2089 | 767.868 | 390.228 | 442.678 | 607 | 3775 | 2346 | 2001.492 | 561 | 914 | 1042 | 1647.979 | - | 798
3LH460R | 60 | 460V, 3 Ph | 91 A | 19211 | 1390 | 2504 | 767.868 | 390.228 | 442.678 | 607 | 4075 | 2829 | 3193.156 | 561 | 914 | 1042 | 1647.979 | - | 798 | ENC4 | ENC6 |  | 3LH460R | 60 | 460V, 3 Ph | 19211 | 1390 | 2504 | 767.868 | 390.228 | 442.678 | 607 | 4075 | 2829 | 3193.156 | 561 | 914 | 1042 | 1647.979 | - | 798
3LH475R | 75 | 460V, 3 Ph | 107 A | 20861.594 | 1499 | 2623 | 767.868 | 390.228 | 442.678 | 607 | 4494 | 3048 | 3269.733 | 561 | 914 | 1042 | 1647.979 | - | 798 | ENC4 | ENC6 |  | 3LH475R | 75 | 460V, 3 Ph | 20861.594 | 1499 | 2623 | 767.868 | 390.228 | 442.678 | 607 | 4494 | 3048 | 3269.733 | 561 | 914 | 1042 | 1647.979 | - | 798
3LH4100R | 100 | 460V, 3 Ph | 142 A | 23494.5507 | 1873 | 3084 | 767.868 | 390.228 | 442.678 | 607 | 4969 | 3428 | 4548.464 | 561 | 914 | 1042 | 1647.979 | - | 798 | ENC4 | ENC6 |  | 3LH4100R | 100 | 460V, 3 Ph | 23494.5507 | 1873 | 3084 | 767.868 | 390.228 | 442.678 | 607 | 4969 | 3428 | 4548.464 | 561 | 914 | 1042 | 1647.979 | - | 798
3LH4125R | 125 | 460V, 3 Ph | 172 A | 28649 | 1981 | 3393 | 767.868 | 390.228 | 442.678 | 607 | - | 3610 | 4326.076 | 561 | 914 | 1042 | 1647.979 | - | 798 | ENC4 | ENC6 |  | 3LH4125R | 125 | 460V, 3 Ph | 28649 | 1981 | 3393 | 767.868 | 390.228 | 442.678 | 607 | - | 3610 | 4326.076 | 561 | 914 | 1042 | 1647.979 | - | 798
3LH4150R | 150 | 460V, 3 Ph | 198 A | 31871 | 2254 | 4410 | 767.868 | 390.228 | 442.678 | 607 | - | 3610 | 5776.843 | 561 | 914 | 1042 | 1647.979 | - | 798 | ENC4 | ENC6 |  | 3LH4150R | 150 | 460V, 3 Ph | 31871 | 2254 | 4410 | 767.868 | 390.228 | 442.678 | 607 | - | 3610 | 5776.843 | 561 | 914 | 1042 | 1647.979 | - | 798
3LH4200R | 200 | 460V, 3 Ph | 250 A | 37611.345 | 3336 | 5473 | 767.868 | 390.228 | 442.678 | 607 | - | 3634 | 8300 | 561 | 914 | 1042 | 1647.979 | - | 798 | ENC6 | ENC6 |  | 3LH4200R | 200 | 460V, 3 Ph | 37611.345 | 3336 | 5473 | 767.868 | 390.228 | 442.678 | 607 | - | 3634 | 8300 | 561 | 914 | 1042 | 1647.979 | - | 798
3LH4250R | 250 | 460V, 3 Ph | 304 A | 45975 | 3409 | 6150 | 767.868 | 390.228 | 442.678 | 607 | - | 4117 | - | 561 | 914 | 1042 | 2471.444 | - | 798 | ENC6 | - |  | 3LH4250R | 250 | 460V, 3 Ph | 45975 | 3409 | 6150 | 767.868 | 390.228 | 442.678 | 607 | - | 4117 | - | 561 | 914 | 1042 | 2471.444 | - | 798
3LH4300R | 300 | 460V, 3 Ph | 362 A | 53410 | 4756 | 7079 | 767.868 | 390.228 | 442.678 | 607 | - | - | - | 561 | 914 | 1042 | 2471.444 | - | 798 | ENC6 | - |  | 3LH4300R | 300 | 460V, 3 Ph | 53410 | 4756 | 7079 | 767.868 | 390.228 | 442.678 | 607 | - | - | - | 561 | 914 | 1042 | 2471.444 | - | 798
3LH4350R | 350 | 460V, 3 Ph | 415 A | 59669 | 4803 | 7208 | 767.868 | 390.228 | 442.678 | 607 | - | - | - | 561 | 914 | 1042 | 2471.444 | - | 798 | ENC7A | - |  | 3LH4350R | 350 | 460V, 3 Ph | 59669 | 4803 | 7208 | 767.868 | 390.228 | 442.678 | 607 | - | - | - | 561 | 914 | 1042 | 2471.444 | - | 798
3LH4400R | 400 | 460V, 3 Ph | 478 A | 71220 | 6405 | 10946 | 767.868 | 390.228 | 442.678 | 607 | - | - | - | 561 | 914 | 1042 | 2471.444 | - | 798 | ENC7A | - |  | 3LH4400R | 400 | 460V, 3 Ph | 71220 | 6405 | 10946 | 767.868 | 390.228 | 442.678 | 607 | - | - | - | 561 | 914 | 1042 | 2471.444 | - | 798
3LH4500R | 500 | 460V, 3 Ph | 590 A | 93169 | 7329 | 12300 | 767.868 | 390.228 | 442.678 | 607 | - | - | - | 561 | 914 | 1042 | 2471.444 | - | 798 | ENC7A | - |  | 3LH4500R | 500 | 460V, 3 Ph | 93169 | 7329 | 12300 | 767.868 | 390.228 | 442.678 | 607 | - | - | - | 561 | 914 | 1042 | 2471.444 | - | 798
3LH4600R | 600 | 460V, 3 Ph | 730 A | 107065.802 | 12485.198 | 14158 | 767.868 | 390.228 | 442.678 | 607 | - | - | - | - | - | - | 2471.444 | - | included | ENC7A | - |  | 3LH4600R | 600 | 460V, 3 Ph | 107065.802 | 12485.198 | 14158 | 767.868 | 390.228 | 442.678 | 607 | - | - | - | - | - | - | 2471.444 | - | 945
3LH4700R | 700 | 460V, 3 Ph | 830 A | 162723 | 13200 | - | 768 | 390 | 443 | 607 | - | - | - | - | - | - | 2471 | - | included | - | - |  | 3LH4700R | 700 | 460V, 3 Ph | 162723 | 13200 | - | 768 | 390 | 443 | 607 | - | - | - | - | - | - | 2471 | - | 945
3LH4900R | 800-900 | 460V, 3 Ph | 960 A | 186077 | 13200 | - | 768 | 390 | 443 | 607 | - | - | - | - | - | - | 2471 | - | included | - | - |  | 3LH4900R | 800-900 | 460V, 3 Ph | 186077 | 13200 | - | 768 | 390 | 443 | 607 | - | - | - | - | - | - | 2471 | - | 945
S00150 | 0-150psi Transducer with 10ft lead | [7 empty] | 389.179
S00150-25 | 0-150psi Transducer with 25ft lead | [7 empty] | 475.197
S00150-50 | 0-150psi Transducer with 50ft lead | [7 empty] | 521.353
S00150-100 | 0-150psi Transducer with 100ft lead | [7 empty] | 615.763
ASPD013 | Three Phase Strikesorb Surge Protection Kit | [7 empty] | 2063.383
ASPD014 | Single Phase Strikesorb Surge Protection Kit | [7 empty] | 1781.202
CVR0001 | HOA Switch and Speed Pot Security Cover | [7 empty] | 324.141
PSI SNUB | Pressure Snubber for Transducers | [7 empty] | 201.408
SVK7000 | Service Kit for All LH Systems with RJ45 Connectors (Last 2.5 Years) | [7 empty] | 8488.508
CVR0002 | Keypad Locking Security Cover Enterprise Frames | [7 empty] | 311.553
AS0029 | Multiple PSI Selector Switch | [7 empty] | 390.228
HTR0003 | Heater,200W,TSAT,230V
Options and Descriptions
[23 empty] | modifier | modOrder | list | name | description
[23 empty] | R | 5000 | -1 | Outdoor Enclosure | NEMA Type 3R Outdoor Enclosure
[23 empty] | C | 7000 | -1 | 18 A AuxPower | Auxiliary output designed to power center pivot irritgation systems from 1-phase utility power. Output is rated 3-phase, 60 Hz, 460 V, 18 A. Output voltage is pure sinusoidal, making it suitable for operating the motor loads and electronic controls of center pivot systems.
[23 empty] | X | 7000 | -1 | 32 A AuxPower | Auxiliary output designed to power center pivot irritgation systems from 1-phase utility power. Output is rated 3-phase, 60 Hz, 460 V, 32 A. Output voltage is pure sinusoidal, making it suitable for operating the motor loads and electronic controls of center pivot systems.
[23 empty] | B | 10200 | -1 | MCCB Service Disconnect | MCCB Service Disconnect with Integrated Breaker
[23 empty] | H | 10800 | 767.868 | HOA Switch & Speed Pot | HOA Switch and Speed Potentiometer
[23 empty] | H1 | 10800 | 390.228 | HOA Switch Only | HOA Switch Only
[23 empty] | H2 | 10800 | 442.678 | Speed Pot Only | Speed Potentiometer Only
[23 empty] | L3 | 11200 | 446.874 | Run & Fault Light | Run and Fault Indicator Lights
[23 empty] | O | 11500 | -1 | Sine Wave Output Filter | Sine Wave Output Filter
[23 empty] | OF | 11500 | -1 | dV/dt Output Filter | dV/dt Output Filter
[23 empty] | P11 | 11600 | -1 | Power Supply | 120 V (150 VA)
[23 empty] | Q | 11700 | -1 | System Bypass | System Bypass (includes MCCB Service Disconnect)
[23 empty] | S | 11900 | -1 | Strikesorb Surge Protection | Multiple-event MOV-type Surge Protection
[23 empty] | S1 | 11900 | -1 | Protec Surge Protection | Single-event MOV-type Surge Protection
[23 empty] | Z | 12600 | -1 | Pad Mount Kit (LEGS) | Pad Mount Kit
Accessories and Descriptions
[23 empty] | modifier | modOrder | list | name | partNum |  | description
[23 empty] | PASS | 1 | 389.179 | S00150 | S00150 |  | 0-150psi Transducer with 10ft lead
[23 empty] | PASS | 2 | 475.197 | S00150-25 | S00150-25 |  | 0-150psi Transducer with 25ft lead
[23 empty] | PASS | 3 | 521.353 | S00150-50 | S00150-50 |  | 0-150psi Transducer with 50ft lead
[23 empty] | PASS | 4 | 615.763 | S00150-100 | S00150-100 |  | 0-150psi Transducer with 100ft lead
[23 empty] | NOPASS | -1 | 2063.383 | ASPD013 | ASPD013 |  | Three Phase Strikesorb Surge Protection Kit
[23 empty] | NOPASS | -1 | 1781.202 | ASPD014 | ASPD014 |  | Single Phase Strikesorb Surge Protection Kit
[23 empty] | PASS | 5 | 324.141 | CVR001 | CVR001 |  | HOA Switch and Speed Pot Security Cover
[23 empty] | PASS | 7 | 201.408 | PSI SNUB | PSI SNUB |  | Pressure Snubber for Transducers
[23 empty] | PASS | 8 | 8488.508 | SVK7000 | SVK7000 |  | Service Kit for All LH Systems with RJ45 Connectors (Last 2.5 Years)
[23 empty] | PASS | 9 | 311.553 | CVR0002 | CVR0002 |  | Keypad Locking Security Cover Enterprise Frames
[23 empty] | PASS | 10 | 390.228 | AS0029 | AS0029 |  | PSI selector switch
[23 empty] | PASS | 11 | 1389 | HTR0003 | HTR0003 |  | Heater,400W,TSAT,230V

## DX
DX Series |  |  |  | Pricing increases will go into effect for all products January 1, 2025. All quotations valid for 30 days. | [17 empty] | 10% | Phase Pricing | Start Row | End Row | Skip Rows | Product | Options Start Row | Accessories Start Row
[22 empty] | No |  | 6 | 56 | 7,8,9,17,18,28,39 | VFD | 93 | 118
Multiplier: | 1 | [20 empty] | Yes
Expedite: | No |  |  |  | 508A Panel Shop Options | [14 empty] | NEMA 3R Enclosure | Enclosure With Bypass
[5 empty] | Disconnect | Hand Controls |  |  | Input Filter | Run Indicator | Output Filters |  | 120 V Power Supply |  |  | Bypass | Surge Protection |  | Leg Kit
[5 empty] | B | H | H1 | H2 | I | L3 | O | OF | P11 | P21 | P31 | Q | S | S1 | Z | [6 empty] | PRICE | B | H | H1 | H2 | I | L3 | O | OF | P11 | P21 | P31 | Q | S | S1 | Z | LEGNOTES | LEGPARTNUM
Model | HP | Output | Output Current Single Phase Input ¦ Three-Phase Input | List Price | MCCB | HOA & speed pot | HOA Switch Only | Speed Pot Only | Line Reactor (DC Link Choke standard on 30hp and above) | Run & Fault Light | Output Sine Filter | Output dV/dt Filter | 150 VA | 250 VA | 375 VA | System Bypass includes MCCB | Strikesorb | Protec | Pad Mount |  |  |  | Part Number | HP | Output | List Price | Disconnect & MCCB | HOA switch and speed potentiometer | HOA Switch Only | Speed Pot Only | Reactor 3% | Run & Fault Light | Output Sine Filter | Output dV/dT Filter |  |  |  | System Bypass includes MCCB | Strikesorb Surge Protection | Protec | Pad Mount Kit (LEGS)
230V 3 Phase | [22 empty] | 240V 3 Phase
ENTERPRISE | [22 empty] | ENTERPRISE 1 DXE0XXR-BI
DXE005R | 5 | 230V, 3 Ph | 9 A ¦ 18 A | 4289.3088 | 1100 | 767.868 | 390.228 | 442.678 | - | 607 | 2779 | 1333 | - | - | - | - | 1647.979 | 579 | 515 | ENC2 | - |  | DXE005R | 5 | 230V, 3 Ph | 4289.3088 | 1100 | 767.868 | 390.228 | 442.678 | - | 607 | 2779 | 1333 | - | - | - | - | 1647.979 | 579 | 515
DXE007R | 7 | 230V, 3 Ph | 12 A ¦ 24 A | 4597.2144 | 1152 | 767.868 | 390.228 | 442.678 | - | 607 | 2975 | 1458 | - | - | - | - | 1647.979 | 579 | 515 | ENC2 | - |  | DXE007R | 7 | 230V, 3 Ph | 4597.2144 | 1152 | 767.868 | 390.228 | 442.678 | - | 607 | 2975 | 1458 | - | - | - | - | 1647.979 | 579 | 515
DXE010R | 10 | 230V, 3 Ph | 16 A ¦ 31 A | 5289.6774 | 1165 | 767.868 | 390.228 | 442.678 | - | 607 | 3171 | 1581 | - | - | - | - | 1647.979 | 579 | 515 | ENC2 | - |  | DXE010R | 10 | 230V, 3 Ph | 5289.6774 | 1165 | 767.868 | 390.228 | 442.678 | - | 607 | 3171 | 1581 | - | - | - | - | 1647.979 | 579 | 515
DXE015R | 15 | 230V, 3 Ph | 23 A ¦ 46 A | 6775.8161 | 1165 | 767.868 | 390.228 | 442.678 | - | 607 | 3726 | 1623 | - | - | - | - | 1647.979 | 579 | 515 | ENC2 | - |  | DXE015R | 15 | 230V, 3 Ph | 6775.8161 | 1165 | 767.868 | 390.228 | 442.678 | - | 607 | 3726 | 1623 | - | - | - | - | 1647.979 | 579 | 515
DXE020R | 20 | 230V, 3 Ph | 31 A ¦ 61 A | 7621.7324 | 1202 | 767.868 | 390.228 | 442.678 | - | 607 | 4489 | 1794 | - | - | - | - | 1647.979 | 579 | 515 | ENC2 | - |  | DXE020R | 20 | 230V, 3 Ph | 7621.7324 | 1202 | 767.868 | 390.228 | 442.678 | - | 607 | 4489 | 1794 | - | - | - | - | 1647.979 | 579 | 515
DXE025R | 25 | 230V, 3 Ph | 38 A ¦ 75 A | 8762.0068 | 1202 | 767.868 | 390.228 | 442.678 | - | 607 | 5040 | 2346 | - | - | - | - | 1647.979 | 579 | 515 | ENC2 | - |  | DXE025R | 25 | 230V, 3 Ph | 8762.0068 | 1202 | 767.868 | 390.228 | 442.678 | - | 607 | 5040 | 2346 | - | - | - | - | 1647.979 | 579 | 515
DXE030R | 30 | 230V, 3 Ph | 46 A ¦ 91 A | 9740.5555 | 1502 | 767.868 | 390.228 | 442.678 | - | 607 | 6006 | 2829 | - | - | - | - | 1647.979 | 579 | 515 | ENC2 | - |  | DXE030R | 30 | 230V, 3 Ph | 9740.5555 | 1502 | 767.868 | 390.228 | 442.678 | - | 607 | 6006 | 2829 | - | - | - | - | 1647.979 | 579 | 515
460V 3 Phase | [22 empty] | 480V 3 Phase
ENTERPRISE | [22 empty] | ENTERPRISE 1 DXE4XXR-BIO
DXE405R | 5 | 460V, 3 Ph | 4.5 A ¦ 9 A | 4040.0806 | 1095 | 767.868 | 390.228 | 442.678 | - | 607 | 2471 | 1264 | - | - | - | - | 1647.979 | 579 | 515 | ENC2 | - |  | DXE405R | 5 | 460V, 3 Ph | 4040.0806 | 1095 | 767.868 | 390.228 | 442.678 | - | 607 | 2471 | 1264 | - | - | - | - | 1647.979 | 579 | 515
DXE407R | 7 | 460V, 3 Ph | 7 A ¦ 13 A | 4874.52 | 1095 | 767.868 | 390.228 | 442.678 | - | 607 | 2563 | 1298 | - | - | - | - | 1647.979 | 579 | 515 | ENC2 | - |  | DXE407R | 7 | 460V, 3 Ph | 4874.52 | 1095 | 767.868 | 390.228 | 442.678 | - | 607 | 2563 | 1298 | - | - | - | - | 1647.979 | 579 | 515
DXE410R | 10 | 460V, 3 Ph | 9 A ¦ 18 A | 5092.1839 | 1151 | 767.868 | 390.228 | 442.678 | - | 607 | 2779 | 1333 | - | - | - | - | 1647.979 | 579 | 515 | ENC2 | - |  | DXE410R | 10 | 460V, 3 Ph | 5092.1839 | 1151 | 767.868 | 390.228 | 442.678 | - | 607 | 2779 | 1333 | - | - | - | - | 1647.979 | 579 | 515
DXE415R | 15 | 460V, 3 Ph | 12 A ¦ 24 A | 5505.819 | 1165 | 767.868 | 390.228 | 442.678 | - | 607 | 2975 | 1458 | - | - | - | - | 1647.979 | 579 | 515 | ENC2 | - |  | DXE415R | 15 | 460V, 3 Ph | 5505.819 | 1165 | 767.868 | 390.228 | 442.678 | - | 607 | 2975 | 1458 | - | - | - | - | 1647.979 | 579 | 515
DXE420R | 20 | 460V, 3 Ph | 16 A ¦ 31 A | 6388.6457 | 1165 | 767.868 | 390.228 | 442.678 | - | 607 | 3171 | 1581 | - | - | - | - | 1647.979 | 579 | 515 | ENC2 | - |  | DXE420R | 20 | 460V, 3 Ph | 6388.6457 | 1165 | 767.868 | 390.228 | 442.678 | - | 607 | 3171 | 1581 | - | - | - | - | 1647.979 | 579 | 515
DXE425R | 25 | 460V, 3 Ph | 19 A ¦ 38 A | 6199.2328 | 1174 | 767.868 | 390.228 | 442.678 | - | 607 | 3458 | 1602 | - | - | - | - | 1647.979 | 579 | 515 | ENC2 | - |  | DXE425R | 25 | 460V, 3 Ph | 6199.2328 | 1174 | 767.868 | 390.228 | 442.678 | - | 607 | 3458 | 1602 | - | - | - | - | 1647.979 | 579 | 515
DXE430R | 30 | 460V, 3 Ph | 23 A ¦ 46 A | 7459.1924 | 1174 | 767.868 | 390.228 | 442.678 | - | 607 | 3726 | 1623 | - | - | - | - | 1647.979 | 579 | 515 | ENC2 | - |  | DXE430R | 30 | 460V, 3 Ph | 7459.1924 | 1174 | 767.868 | 390.228 | 442.678 | - | 607 | 3726 | 1623 | - | - | - | - | 1647.979 | 579 | 515
DXE440R | 40 | 460V, 3 Ph | 31 A ¦ 61 A | 8316.3202 | 1210 | 767.868 | 390.228 | 442.678 | - | 607 | 4489 | 1794 | - | - | - | - | 1647.979 | 579 | 515 | ENC2 | - |  | DXE440R | 40 | 460V, 3 Ph | 8316.3202 | 1210 | 767.868 | 390.228 | 442.678 | - | 607 | 4489 | 1794 | - | - | - | - | 1647.979 | 579 | 515
DXE450R | 50 | 460V, 3 Ph | 39 A ¦ 77 A | 9197.2801 | 1265 | 767.868 | 390.228 | 442.678 | - | 607 | 5040 | 2346 | - | - | - | - | 1647.979 | 579 | 515 | ENC2 | - |  | DXE450R | 50 | 460V, 3 Ph | 9197.2801 | 1265 | 767.868 | 390.228 | 442.678 | - | 607 | 5040 | 2346 | - | - | - | - | 1647.979 | 579 | 515
SIGNATURE | [22 empty] | SIGNATURE 1 DXS4XXR-BHOFS
DXS460R | 60 | 460V, 3 Ph | 46 A ¦ 91 A | 10362.7382 | 1390 | 767.868 | 390.228 | 442.678 | - | 607 | - | 3037 | - | - | - | - | 1647.979 | - | 694 | ENC4 | - |  | DXS460R | 60 | 460V, 3 Ph | 10362.7382 | 1390 | 767.868 | 390.228 | 442.678 | - | 607 | - | 3037 | - | - | - | - | 1647.979 | - | 694
DXS475R | 75 | 460V, 3 Ph | 54 A ¦ 107 A | 13259.6431 | 1499 | 767.868 | 390.228 | 442.678 | - | 607 | - | 3273 | - | - | - | - | 1647.979 | - | 694 | ENC4 | - |  | DXS475R | 75 | 460V, 3 Ph | 13259.6431 | 1499 | 767.868 | 390.228 | 442.678 | - | 607 | - | 3273 | - | - | - | - | 1647.979 | - | 694
DXS4100R | 100 | 460V, 3 Ph | 71 A ¦ 142 A | 14602.0938 | 1873 | 767.868 | 390.228 | 442.678 | - | 607 | - | 3681 | - | - | - | - | 1647.979 | - | 694 | ENC4 | - |  | DXS4100R | 100 | 460V, 3 Ph | 14602.0938 | 1873 | 767.868 | 390.228 | 442.678 | - | 607 | - | 3681 | - | - | - | - | 1647.979 | - | 694
DXS4125R | 125 | 460V, 3 Ph | 86 A ¦ 172 A | 18842.4765 | 1981 | 767.868 | 390.228 | 442.678 | - | 607 | - | 3876 | - | - | - | - | 1647.979 | - | 694 | ENC4 | - |  | DXS4125R | 125 | 460V, 3 Ph | 18842.4765 | 1981 | 767.868 | 390.228 | 442.678 | - | 607 | - | 3876 | - | - | - | - | 1647.979 | - | 694
DXS4150R | 150 | 460V, 3 Ph | 99 A ¦ 198 A | 20609.2495 | 2254 | 767.868 | 390.228 | 442.678 | - | 607 | - | 3876 | - | - | - | - | 1647.979 | - | 694 | ENC4 | - |  | DXS4150R | 150 | 460V, 3 Ph | 20609.2495 | 2254 | 767.868 | 390.228 | 442.678 | - | 607 | - | 3876 | - | - | - | - | 1647.979 | - | 694
DXS4200R | 200 | 460V, 3 Ph | 125 A ¦ 250 A | 27933.3 | 3336 | 767.868 | 390.228 | 442.678 | - | 607 | - | - | - | - | - | - | 1647.979 | - | 694 | ENC4 | - |  | DXS4200R | 200 | 460V, 3 Ph | 27933.3 | 3336 | 767.868 | 390.228 | 442.678 | - | 607 | - | - | - | - | - | - | 1647.979 | - | 694
DXS4250R | 250 | 460V, 3 Ph | 152 A ¦ 304 A | 35008.2009 | 3409 | 767.868 | 390.228 | 442.678 | - | 607 | - | - | - | - | - | - | 2471 | - | 694 | ENC4 | - |  | DXS4250R | 250 | 460V, 3 Ph | 35008.2009 | 3409 | 767.868 | 390.228 | 442.678 | - | 607 | - | - | - | - | - | - | 2471 | - | 694
DXS4300R | 300 | 460V, 3 Ph | 183 A ¦ 365 A | 40087.8 | 4756 | 767.868 | 390.228 | 442.678 | - | 607 | - | - | - | - | - | - | 2471 | - | 694 | ENC6 | - |  | DXS4300R | 300 | 460V, 3 Ph | 40087.8 | 4756 | 767.868 | 390.228 | 442.678 | - | 607 | - | - | - | - | - | - | 2471 | - | 694
DXS4350R | 350 | 460V, 3 Ph | 208 A ¦ 415 A | 47532.6 | 4803 | 767.868 | 390.228 | 442.678 | - | 607 | - | - | - | - | - | - | 2471 | - | 694 | ENC6 | - |  | DXS4350R | 350 | 460V, 3 Ph | 47532.6 | 4803 | 767.868 | 390.228 | 442.678 | - | 607 | - | - | - | - | - | - | 2471 | - | 694
DXS4400R | 400 | 460V, 3 Ph | 239 A ¦ 478 A | 50144.4 | 6405 | 767.868 | 390.228 | 442.678 | - | 607 | - | - | - | - | - | - | 2471 | - | 694 | ENC6 | - |  | DXS4400R | 400 | 460V, 3 Ph | 50144.4 | 6405 | 767.868 | 390.228 | 442.678 | - | 607 | - | - | - | - | - | - | 2471 | - | 694
PERFORMANCE | [22 empty] | PERFORMANCE 1 DX4XXXR-QHOFS | [15 empty] | 2471 | -
DX410R | 10 | 460V, 3 Ph | 9 A ¦ 18 A | 7345.3937 | 1151 | 767.868 | 390.228 | 442.678 | - | 607 | 2779 | 1333 | 561 | 914 | 1042 | - | 1648 | - | 798 | ENC2 | - |  | DX410R | 10 | 460V, 3 Ph | 7345.3937 | 1151 | 767.868 | 390.228 | 442.678 | - | 607 | 2779 | 1333 | 561 | 914 | 1042 | - | 1648 | - | 798
DX415R | 15 | 460V, 3 Ph | 12 A ¦ 24 A | 7494.3828 | 1165 | 767.868 | 390.228 | 442.678 | - | 607 | 2975 | 1458 | 561 | 914 | 1042 | - | 1648 | - | 798 | ENC2 | - |  | DX415R | 15 | 460V, 3 Ph | 7494.3828 | 1165 | 767.868 | 390.228 | 442.678 | - | 607 | 2975 | 1458 | 561 | 914 | 1042 | - | 1648 | - | 798
DX420R | 20 | 460V, 3 Ph | 16 A ¦ 31 A | 8467.5456 | 1165 | 767.868 | 390.228 | 442.678 | - | 607 | 3171 | 1581 | 561 | 914 | 1042 | 1985.757 | 1648 | - | 798 | ENC2 | ENC5 |  | DX420R | 20 | 460V, 3 Ph | 8467.5456 | 1165 | 767.868 | 390.228 | 442.678 | - | 607 | 3171 | 1581 | 561 | 914 | 1042 | 1985.757 | 1648 | - | 798
DX425R | 25 | 460V, 3 Ph | 19 A ¦ 38 A | 10280.6586 | 1174 | 767.868 | 390.228 | 442.678 | - | 607 | 3458 | 1602 | 561 | 914 | 1042 | 1985.757 | 1648 | - | 798 | ENC2 | ENC5 |  | DX425R | 25 | 460V, 3 Ph | 10280.6586 | 1174 | 767.868 | 390.228 | 442.678 | - | 607 | 3458 | 1602 | 561 | 914 | 1042 | 1985.757 | 1648 | - | 798
DX430R | 30 | 460V, 3 Ph | 23 A ¦ 46 A | 10972.0801 | 1174 | 767.868 | 390.228 | 442.678 | 1019.6667 | 607 | 3726 | 1623 | 561 | 914 | 1042 | 1985.757 | 1648 | - | 798 | ENC2 | ENC5 |  | DX430R | 30 | 460V, 3 Ph | 10972.0801 | 1174 | 767.868 | 390.228 | 442.678 | 1019.6667 | 607 | 3726 | 1623 | 561 | 914 | 1042 | 1985.757 | 1648 | - | 798
DX440R | 40 | 460V, 3 Ph | 31 A ¦ 61 A | 12081.3202 | 1210 | 767.868 | 390.228 | 442.678 | 1144.9083 | 607 | 4489 | 1794 | 561 | 914 | 1042 | 2116.882 | 1648 | - | 798 | ENC2 | ENC5 |  | DX440R | 40 | 460V, 3 Ph | 12081.3202 | 1210 | 767.868 | 390.228 | 442.678 | 1144.9083 | 607 | 4489 | 1794 | 561 | 914 | 1042 | 2116.882 | 1648 | - | 798
DX450R | 50 | 460V, 3 Ph | 39 A ¦ 77 A | 13080.3985 | 1265 | 767.868 | 390.228 | 442.678 | 1579.375 | 607 | - | 2346 | 561 | 914 | 1042 | 2001.492 | 1648 | - | 798 | ENC2 | ENC5 |  | DX450R | 50 | 460V, 3 Ph | 13080.3985 | 1265 | 767.868 | 390.228 | 442.678 | 1579.375 | 607 | - | 2346 | 561 | 914 | 1042 | 2001.492 | 1648 | - | 798
DX460R | 60 | 460V, 3 Ph | 46 A ¦ 91 A | 14540.5094 | 1390 | 767.868 | 390.228 | 442.678 | 1593.7833 | 607 | - | 2829 | 561 | 914 | 1042 | 3193.156 | 1648 | - | 798 | ENC4 | ENC6 |  | DX460R | 60 | 460V, 3 Ph | 14540.5094 | 1390 | 767.868 | 390.228 | 442.678 | 1593.7833 | 607 | - | 2829 | 561 | 914 | 1042 | 3193.156 | 1648 | - | 798
DX475R | 75 | 460V, 3 Ph | 54 A ¦ 107 A | 15690.1615 | 1499 | 767.868 | 390.228 | 442.678 | 1857.5667 | 607 | - | 3048 | 561 | 914 | 1042 | 3269.733 | 1648 | - | 798 | ENC4 | ENC6 |  | DX475R | 75 | 460V, 3 Ph | 15690.1615 | 1499 | 767.868 | 390.228 | 442.678 | 1857.5667 | 607 | - | 3048 | 561 | 914 | 1042 | 3269.733 | 1648 | - | 798
DX4100R | 100 | 460V, 3 Ph | 71 A ¦ 142 A | 17273.5645 | 1873 | 767.868 | 390.228 | 442.678 | 1899.6833 | 607 | - | 3428 | 561 | 914 | 1042 | 4548.464 | 1648 | - | 798 | ENC4 | ENC6 |  | DX4100R | 100 | 460V, 3 Ph | 17273.5645 | 1873 | 767.868 | 390.228 | 442.678 | 1899.6833 | 607 | - | 3428 | 561 | 914 | 1042 | 4548.464 | 1648 | - | 798
DX4125R | 125 | 460V, 3 Ph | 86 A ¦ 172 A | 22164.2558 | 1981 | 767.868 | 390.228 | 442.678 | 2083.6667 | 607 | - | 3610 | 561 | 914 | 1042 | 4326.076 | 1648 | - | 798 | ENC4 | ENC6 |  | DX4125R | 125 | 460V, 3 Ph | 22164.2558 | 1981 | 767.868 | 390.228 | 442.678 | 2083.6667 | 607 | - | 3610 | 561 | 914 | 1042 | 4326.076 | 1648 | - | 798
DX4150R | 150 | 460V, 3 Ph | 99 A ¦ 198 A | 24540.4706 | 2254 | 767.868 | 390.228 | 442.678 | 2825.1417 | 607 | - | 3610 | 561 | 914 | 1042 | 5776.843 | 1648 | - | 798 | ENC4 | ENC6 |  | DX4150R | 150 | 460V, 3 Ph | 24540.4706 | 2254 | 767.868 | 390.228 | 442.678 | 2825.1417 | 607 | - | 3610 | 561 | 914 | 1042 | 5776.843 | 1648 | - | 798
DX4200R | 200 | 460V, 3 Ph | 125 A ¦ 250 A | 30416.6495 | 3336 | 767.868 | 390.228 | 442.678 | 3336.0833 | 607 | - | - | 561 | 914 | 1042 | 8190.592 | 1648 | - | 798 | ENC4 | ENC6 |  | DX4200R | 200 | 460V, 3 Ph | 30416.6495 | 3336 | 767.868 | 390.228 | 442.678 | 3336.0833 | 607 | - | - | 561 | 914 | 1042 | 8190.592 | 1648 | - | 798
DX4250R | 250 | 460V, 3 Ph | 152 A ¦ 304 A | 36816.1446 | 3409 | 767.868 | 390.228 | 442.678 | 3690.75 | 607 | - | - | 561 | 914 | 1042 | 11558.931 | 2471 | - | 798 | ENC4 | ENC6 |  | DX4250R | 250 | 460V, 3 Ph | 36816.1446 | 3409 | 767.868 | 390.228 | 442.678 | 3690.75 | 607 | - | - | 561 | 914 | 1042 | 11558.931 | 2471 | - | 798
DX4300R | 300 | 460V, 3 Ph | 183 A ¦ 365 A | 43667.4959 | 4756 | 767.868 | 390.228 | 442.678 | 3945.6667 | 607 | - | - | 561 | 914 | 1042 | - | 2471 | - | 798 | ENC6 | - |  | DX4300R | 300 | 460V, 3 Ph | 43667.4959 | 4756 | 767.868 | 390.228 | 442.678 | 3945.6667 | 607 | - | - | 561 | 914 | 1042 | - | 2471 | - | 798
DX4350R | 350 | 460V, 3 Ph | 208 A ¦ 415 A | 51245.7713 | 4803 | 767.868 | 390.228 | 442.678 | 4400.0833 | 607 | - | - | 561 | 914 | 1042 | - | 2471 | - | 798 | ENC6 | - |  | DX4350R | 350 | 460V, 3 Ph | 51245.7713 | 4803 | 767.868 | 390.228 | 442.678 | 4400.0833 | 607 | - | - | 561 | 914 | 1042 | - | 2471 | - | 798
DX4400R | 400 | 460V, 3 Ph | 239 A ¦ 478 A | 54781.047 | 6405 | 767.868 | 390.228 | 442.678 | 4464.3667 | 607 | - | - | 561 | 914 | 1042 | - | 2471 | - | 798 | ENC6 | - |  | DX4400R | 400 | 460V, 3 Ph | 54781.047 | 6405 | 767.868 | 390.228 | 442.678 | 4464.3667 | 607 | - | - | 561 | 914 | 1042 | - | 2471 | - | 798
DX4500R | 500 | 460V, 3 Ph | 303 A ¦ 607 A | 71390.7 | 7329 | 767.868 | 390.228 | 442.678 | - | 607 | - | - | 561 | 914 | 1042 | - | 2471 | - | 798 | - | - |  | DX4500R | 500 | 460V, 3 Ph | 71390.7 | 7329 | 767.868 | 390.228 | 442.678 | - | 607 | - | - | 561 | 914 | 1042 | - | 2471 | - | 798
DX4600R | 600 | 460V, 3 Ph | n/a ¦ 730 A | 82975 | 12485 | 767.868 | 390.228 | 442.678 | - | 607 | - | - | 561 | 914 | 1042 | - | 2471 | - | included |  |  |  | DX4600R | 500 | 460V, 3 Ph | 82975 | 12485 | 767.868 | 390.228 | 442.678 | - | 607 | - | - | 561 | 914 | 1042 | - | 2471 | - | included
DX4700R | 700 | 460V, 3 Ph | n/a ¦ 830 A | 107558 | 13200 | 767.868 | 390.228 | 442.678 | - | 607 | - | - | 561 | 914 | 1042 | - | 2471 | - | included |  |  |  | DX4700R | 500 | 460V, 3 Ph | 107558 | 13200 | 767.868 | 390.228 | 442.678 | - | 607 | - | - | 561 | 914 | 1042 | - | 2471 | - | included
DX4900R | 900 | 460V, 3 Ph | n/a ¦ 960 A | 123006 | 13200 | 767.868 | 390.228 | 442.678 | - | 607 | - | - | 561 | 914 | 1042 | - | 2471 | - | included |  |  |  | DX4900R | 500 | 460V, 3 Ph | 123006 | 13200 | 767.868 | 390.228 | 442.678 | - | 607 | - | - | 561 | 914 | 1042 | - | 2471 | - | included
S00150 | 0-150psi Transducer with 10ft lead | [5 empty] | 389.179
S00150-25 | 0-150psi Transducer with 25ft lead | [5 empty] | 475.197
S00150-50 | 0-150psi Transducer with 50ft lead | [5 empty] | 521.353
S00150-100 | 0-150psi Transducer with 100ft lead | [5 empty] | 615.763
ASPD013 | Three Phase Strikesorb Surge Protection Kit | [5 empty] | 2063.383
ASPD014 | Single Phase Strikesorb Surge Protection Kit | [5 empty] | 1781.202
CVR0001 | HOA Switch and Speed Pot Security Cover | [5 empty] | 324.141
PSI SNUB | Pressure Snubber for Transducers | [5 empty] | 201.408
CVR0002 | Keypad Locking Security Cover Enterprise Frames | [5 empty] | 311.553
AS0029 | Multiple PSI Selector Switch | [5 empty] | 390.228
HTR0003 | Heater,200W,TSAT,230V | [5 empty] | 1389
Options and Descriptions
[23 empty] | modifier | modOrder | list | name | description
[23 empty] | R | 5000 | -1 | Outdoor Enclosure | NEMA Type 3R Outdoor Enclosure
[23 empty] | B | 10200 | -1 | MCCB Service Disconnect | MCCB Service Disconnect with Integrated Breaker
[23 empty] | H | 10800 | 767.868 | HOA Switch & Speed Pot | HOA Switch and Speed Potentiometer
[23 empty] | H1 | 10800 | 390.228 | HOA Switch Only | HOA Switch Only
[23 empty] | H2 | 10800 | 442.678 | Speed Pot Only | Speed Potentiometer Only
[23 empty] | I | 10900 | -1 | Input Reactor | Input Reactor 3%
[23 empty] | L3 | 11200 | 446.874 | Run & Fault Light | Run and Fault Indicator Lights
[23 empty] | O | 11500 | -1 | Sine Wave Output Filter | Sine Wave Output Filter
[23 empty] | OF | 11500 | -1 | dV/dt Output Filter | dV/dt Output Filter
[23 empty] | P11 | 11600 | -1 | Power Supply | 120 V (150 VA)
[23 empty] | Q | 11700 | -1 | System Bypass | System Bypass (includes MCCB Service Disconnect)
[23 empty] | S | 11900 | -1 | Strikesorb Surge Protection | Multiple-event MOV-type Surge Protection
[23 empty] | S1 | 11900 | -1 | Protec Surge Protection | Single-event MOV-type Surge Protection
[23 empty] | Z | 12600 | -1 | Pad Mount Kit (LEGS) | Pad Mount Kit
Accessories and Descriptions
[23 empty] | modifier | modOrder | list | name | partNum | description
[23 empty] | PASS | 1 | 389.179 | S00150 | S00150 | 0-150psi Transducer with 10ft lead
[23 empty] | PASS | 2 | 475.197 | S00150-25 | S00150-25 | 0-150psi Transducer with 25ft lead
[23 empty] | PASS | 3 | 521.353 | S00150-50 | S00150-50 | 0-150psi Transducer with 50ft lead
[23 empty] | PASS | 4 | 615.763 | S00150-100 | S00150-100 | 0-150psi Transducer with 100ft lead
[23 empty] | NOPASS | -1 | 2063.383 | ASPD013 | ASPD013 | Three Phase Strikesorb Surge Protection Kit
[23 empty] | NOPASS | -1 | 1781.202 | ASPD014 | ASPD014 | Single Phase Strikesorb Surge Protection Kit
[23 empty] | PASS | 5 | 324.141 | CVR001 | CVR001 | HOA Switch and Speed Pot Security Cover
[23 empty] | PASS | 7 | 201.408 | PSI SNUB | PSI SNUB | Pressure Snubber for Transducers
[23 empty] | PASS | 8 | 8488.508 | SVK7000 | SVK7000 | Service Kit for All LH Systems with RJ45 Connectors (Last 2.5 Years)
[23 empty] | PASS | 9 | 311.553 | CVR0002 | CVR0002 | Keypad Locking Security Cover Enterprise Frames
[23 empty] | PASS | 10 | 390.228 | AS0029 | AS0029 | PSI selector switch
[23 empty] | PASS | 11 | 1389 | HTR0003 | HTR0003 | Heater,400W,TSAT,230V

## DX Light (hidden)
DXLL Series | [6 empty] | Phase Pricing | Start Row | End Row | Skip Rows | Product |  | Options Start Row | Accessories Start Row
Multiplier: | 1 | [6 empty] | 6 | 22 | 7,8,12,16,17 | VFD |  | 50 | 70
Expedite: | No
Panel Shop Options
Enclosure
[5 empty] | R | 10%
Model | HP | Description | Rated Output | List Price | 3R Enclosure | No | Model | HP |  | Description | List Price | 3R
230 V | [5 empty] | Yes | 230 V
DXLL002 | 2 | 2HP, Three-Phase, 230 V, VFD | 9 A | 1166.6667 | 694.4444 |  | DXLL002 | 2 |  | 2HP, Three-Phase, 230 V, VFD | 1166.6667 | 694.4444
DXLL003 | 3 | 3HP, Three-Phase, 230 V, VFD | 11 A | 1294.4444 | 680.5556 |  | DXLL003 | 3 |  | 3HP, Three-Phase, 230 V, VFD | 1294.4444 | 680.5556
DXLL005 | 5 | 5HP, Three-Phase, 230 V, VFD | 18 A | 1397.2222 | 822.2222 |  | DXLL005 | 5 |  | 5HP, Three-Phase, 230 V, VFD | 1397.2222 | 822.2222
DXLL007 | 7 | 7.5HP, Three-Phase, 230 V, VFD | 24 A | 1700 | 1358.3333 |  | DXLL007 | 7 |  | 7.5HP, Three-Phase, 230 V, VFD | 1700 | 1358.3333
DXLL010 | 10 | 10HP, Three-Phase, 230 V, VFD | 31 A | 2013.8889 | 1255.5556 |  | DXLL010 | 10 |  | 10HP, Three-Phase, 230 V, VFD | 2013.8889 | 1255.5556
DXLL015 | 15 | 15HP, Three-Phase, 230 V, VFD | 46 A | 2497.2222 | 1072.2222 |  | DXLL015 | 15 |  | 15HP, Three-Phase, 230 V, VFD | 2497.2222 | 1072.2222
DXLL020 | 20 | 20HP, Three-Phase, 230 V, VFD | 61 A | 2697 | 1189.1111 |  | DXLL020 | 20 |  | 20HP, Three-Phase, 230 V, VFD | 2697 | 1189.1111
DXLL025 | 25 | 25HP, Three-Phase, 230 V, VFD | 75 A | 2844.4444 | 1466.6667 |  | DXLL025 | 25 |  | 25HP, Three-Phase, 230 V, VFD | 2844.4444 | 1466.6667
DXLL030 | 30 | 30HP, Three-Phase, 230 V, VFD | 91 A | 3463.8889 | 1391.6667 |  | DXLL030 | 30 |  | 30HP, Three-Phase, 230 V, VFD | 3463.8889 | 1391.6667
460 V | [6 empty] | 460 V
DXLL402 | 2 | 2HP, Three-Phase, 460 V, VFD | 4 A | 1222.2222 | 583.3333 |  | DXLL402 | 2 |  | 2HP, Three-Phase, 460 V, VFD | 1222.2222 | 583.3333
DXLL403 | 3 | 3HP, Three-Phase, 460 V, VFD | 5.4 A | 1383.3333 | 672.2222 |  | DXLL403 | 3 |  | 3HP, Three-Phase, 460 V, VFD | 1383.3333 | 672.2222
DXLL405 | 5 | 5HP, Three-Phase, 460 V, VFD | 9 A | 1377 | 989.6667 |  | DXLL405 | 5 |  | 5HP, Three-Phase, 460 V, VFD | 1377 | 989.6667
DXLL407 | 7 | 7.5HP, Three-Phase, 460 V, VFD | 13 A | 1447.2222 | 1411.1111 |  | DXLL407 | 7 |  | 7.5HP, Three-Phase, 460 V, VFD | 1447.2222 | 1411.1111
DXLL410 | 10 | 10HP, Three-Phase, 460 V, VFD | 18 A | 1761.1111 | 1816.6667 |  | DXLL410 | 10 |  | 10HP, Three-Phase, 460 V, VFD | 1761.1111 | 1816.6667
DXLL415 | 15 | 15HP, Three-Phase, 460 V, VFD | 24 A | 2080.5556 | 1794.4444 |  | DXLL415 | 15 |  | 15HP, Three-Phase, 460 V, VFD | 2080.5556 | 1794.4444
DXLL420 | 20 | 20HP, Three-Phase, 460 V, VFD | 31 A | 2689 | 1394.3333 |  | DXLL420 | 20 |  | 20HP, Three-Phase, 460 V, VFD | 2689 | 1394.3333
DXLL425 | 25 | 25HP, Three-Phase, 460 V, VFD | 38 A | 3108 | 1675.3333 |  | DXLL425 | 25 |  | 25HP, Three-Phase, 460 V, VFD | 3108 | 1675.3333
DXLL430 | 30 | 30HP, Three-Phase, 460 V, VFD | 46 A | 3676 | 1410.1111 |  | DXLL430 | 30 |  | 30HP, Three-Phase, 460 V, VFD | 3676 | 1410.1111
DXLL440 | 40 | 40HP, Three-Phase, 460 V, VFD | 61 A | 4238.8889 | 1088.8889 |  | DXLL440 | 40 |  | 40HP, Three-Phase, 460 V, VFD | 4238.8889 | 1088.8889
DXLL450 | 50 | 50HP, Three-Phase, 460 V, VFD | 77 A | 5275 | 694 |  | DXLL450 | 50 |  | 50HP, Three-Phase, 460 V, VFD | 5275 | 694
Additional Options
S00150 | Replacement 0-150psi Transducer with 10ft lead |  |  | 389 |  |  | S00150 |  | 389
S00150-25 | 0-150psi Transducer with 25ft lead |  |  | 475 |  |  | S00150-25 |  | 475
S00150-50 | 0-150psi Transducer with 50ft lead |  |  | 521 |  |  | S00150-50 |  | 521
S00150-100 | 0-150psi Transducer with 100ft lead |  |  | 616 |  |  | S00150-100 |  | 616
CKT0043 | SPD Surge protection. Separate module to be installed near breaker |  |  | 475 |  |  | CKT0043 |  | 475
0.1

## DXL
DXL Series |  |  | Pricing increases will go into effect for all products January 1, 2025. All quotations valid for 30 days.
Multiplier: | 1
Expedite: | No
[5 empty] | E0 |  | R
Model | HP | Description | Single-Phase Input Rated Output | Three-Phase Input Rated Output | Open | NEMA 1 | NEMA 3R |  | 10% | Model | HP | Description | Rated ¦ Max Output | Open | NEMA 1
Standard Drives | [8 empty] | No | Six Pulse - Three Phase Input/Output
230 V
DXL002 | 2 | 230V, 3 Phase | 9 A ¦ 9 A | N/A | n/a | 1592 | #REF! |  | Yes | DXL002 | 2 | 230V, 3 Phase | 9 A ¦ 9 A | n/a | 1592
DXL003 | 3 | 230V, 3 Phase | 12 A ¦ 12 A | N/A | n/a | 1865 | #REF! |  |  | DXL003 | 3 | 230V, 3 Phase | 12 A ¦ 12 A | n/a | 1865
DXL005 | 5 | 230V, 3 Phase | 9 A | 18 A | 1440 | 1600 | #REF! |  |  | DXL005 | 5 | 230V, 3 Phase | 18 A ¦ 22 A | 1440 | 1600
DXL007 | 7.5 | 230V, 3 Phase | 12 A | 24 A | 1707.3 | 1897 | #REF! |  |  | DXL007 | 7.5 | 230V, 3 Phase | 24 A ¦ 28 A | 1707.3 | 1897
DXL010 | 10 | 230V, 3 Phase | 16 A | 31 A | 1966.5 | 2185 | #REF! |  |  | DXL010 | 10 | 230V, 3 Phase | 31 A ¦ 32 A | 1966.5 | 2185
DXL015 | 15 | 230V, 3 Phase | 23 A | 46 A | 2457 | 2730 | #REF! |  |  | DXL015 | 15 | 230V, 3 Phase | 46 A ¦ 48 A | 2457 | 2730
DXL020 | 20 | 230V, 3 Phase | 31 A | 61 A | 2855.7 | 3173 | #REF! |  |  | DXL020 | 20 | 230V, 3 Phase | 61 A ¦ 66 A | 2855.7 | 3173
DXL025 | 25 | 230V, 3 Phase | 38 A | 75 A | 3550.5 | 3945 | #REF! |  |  | DXL025 | 25 | 230V, 3 Phase | 75 A ¦ 78 A | 3550.5 | 3945
DXL030 | 30 | 230V, 3 Phase | 46 A | 91 A | 4149 | 4610 | #REF! |  |  | DXL030 | 30 | 230V, 3 Phase | 91 A ¦ 96 A | 4149 | 4610
Voltage - Doubling |  | (single phase input only)
DXL205 | 5 | 230V-460V, 3 Phase | N/A | 9 A | 5671.8 | 6302 |  |  |  | DXL205 | 5 | 230V-460V, 3 Phase | 91 A ¦ 96 A | 5671.8 | 6302
DXL207 | 7 | 230V-460V, 3 Phase | N/A | 13 A | 6398.1 | 7109 |  |  |  | DXL207 | 7 | 230V-460V, 3 Phase | 91 A ¦ 96 A | 6398.1 | 7109
DXL210 | 10 | 230V-460V, 3 Phase | N/A | 18 A | 6840.9 | 7601 |  |  |  | DXL210 | 10 | 230V-460V, 3 Phase | 91 A ¦ 96 A | 6840.9 | 7601
DXL215 | 15 | 230V-460V, 3 Phase | N/A | 24 A | 7690.5 | 8545 | #REF! |  |  | DXL215 | 15 | 230V-460V, 3 Phase | 91 A ¦ 96 A | 7690.5 | 8545
460 V
DXL402 | 2 | 460V, 3 Phase | 4 A ¦ 4 A | N/A | n/a | 1579 | #REF! |  |  | DXL402 | 2 | 460V, 3 Phase | 4 A ¦ 4 A | n/a | 1579
DXL403 | 3 | 460V, 3 Phase | 5.4 A ¦ 5.4 A | N/A | n/a | 1699 | #REF! |  |  | DXL403 | 3 | 460V, 3 Phase | 5.4 A ¦ 5.4 A | n/a | 1699
DXL405 | 5 | 460V, 3 Phase | 4.5 A | 9 A | 1438.2 | 1598 | #REF! |  |  | DXL405 | 5 | 460V, 3 Phase | 9 A ¦ 11 A | 1438.2 | 1598
DXL407 | 7.5 | 460V, 3 Phase | 7 A | 13 A | 1620 | 1800 | #REF! |  |  | DXL407 | 7.5 | 460V, 3 Phase | 13 A ¦ 15 A | 1620 | 1800
DXL410 | 10 | 460V, 3 Phase | 9 A | 18 A | 1786.5 | 1985 | #REF! |  |  | DXL410 | 10 | 460V, 3 Phase | 18 A ¦ 22 A | 1786.5 | 1985
DXL415 | 15 | 460V, 3 Phase | 12 A | 24 A | 2260.8 | 2512 | #REF! |  |  | DXL415 | 15 | 460V, 3 Phase | 24 A ¦ 28 A | 2260.8 | 2512
DXL420 | 20 | 460V, 3 Phase | 16 A | 31 A | 2846.7 | 3163 | #REF! |  |  | DXL420 | 20 | 460V, 3 Phase | 31 A ¦ 32 A | 2846.7 | 3163
DXL425 | 25 | 460V, 3 Phase | 19 A | 38 A | 3291.3 | 3657 | #REF! |  |  | DXL425 | 25 | 460V, 3 Phase | 38 A ¦ 46 A | 3291.3 | 3657
DXL430 | 30 | 460V, 3 Phase | 23 A | 46 A | 3892.5 | 4325 | #REF! |  |  | DXL430 | 30 | 460V, 3 Phase | 46 A ¦ 48 A | 3892.5 | 4325
DXL440 | 40 | 460V, 3 Phase | 31 A | 61 A | 4783.5 | 5315 | #REF! |  |  | DXL440 | 40 | 460V, 3 Phase | 61 A ¦ 66 A | 4783.5 | 5315
DXL450 | 50 | 460V, 3 Phase | 39 A | 77 A | 5983.2 | 6648 | #REF! |  |  | DXL450 | 50 | 460V, 3 Phase | 77 A ¦ 78 A | 5983.2 | 6648
DXL460 | 60 | 460V, 3 Phase | 46 A | 91 A | 6937.2 | 7708 | #REF! |  |  | DXL460 | 60 | 460V, 3 Phase | 91 A ¦ 96 A | 6937.2 | 7708
DXL475 | 75 | 460V, 3 Phase | 54 A | 107 A | 7697.7 | 8553 | #REF! |  |  | DXL475 | 75 | 460V, 3 Phase | 107 A ¦ 112 A | 7697.7 | 8553
DXL4100 | 100 | 460V, 3 Phase | 71 A | 142 A | 8958.6 | 9954 | #REF! |  |  | DXL4100 | 100 | 460V, 3 Phase | 142 A ¦ 145 A | 8958.6 | 9954
DXL4125 | 125 | 460V, 3 Phase | 86 A | 172 A | 13087.8 | 14542 | #REF! |  |  | DXL4125 | 125 | 460V, 3 Phase | 172 A ¦ 178 A | 13087.8 | 14542
DXL4150 | 150 | 460V, 3 Phase | 99 A | 198 A | 13532.4 | 15036 | #REF! |  |  | DXL4150 | 150 | 460V, 3 Phase | 198 A ¦ 200 A | 13532.4 | 15036
DXL4200 | 200 | 460V, 3 Phase | 125 A | 250 A | 17401.5 | 19335 | #REF! |  |  | DXL4200 | 200 | 460V, 3 Phase | 250 A ¦ 268 A | 17401.5 | 19335
DXL4250 | 250 | 460V, 3 Phase | 152 A | 304 A | 22689 | 25210 | #REF! |  |  | DXL4250 | 250 | 460V, 3 Phase | 304 A ¦ 313 A | 22689 | 25210
DXL4300 | 300 | 460V, 3 Phase | 183 A | 365 A | 27412.2 | 30458 | #REF! |  |  | DXL4300 | 300 | 460V, 3 Phase | 365 A ¦ 372 A | 27412.2 | 30458
DXL4350 | 350 | 460V, 3 Phase | 208 A | 415 A | 28280.7 | 31423 | #REF! |  |  | DXL4350 | 350 | 460V, 3 Phase | 415 A ¦ 427 A | 28280.7 | 31423
DXL4400 | 400 | 460V, 3 Phase | 239 A | 478 A | 28969.2 | 32188 | #REF! |  |  | DXL4400 | 400 | 460V, 3 Phase | 478 A ¦ 530 A | 28969.2 | 32188
DXL4500 | 500 | 460V, 3 Phase | 295 A | 590 A | 50033.7 | 55593 |  | 35C rating |  | DXL4500 | 400 | 460V, 3 Phase | 478 A ¦ 530 A | 50033.7 | 55593
Additional Options | [9 empty] | Additional Options
S00150 | 0-150psi Transducer with 10ft lead |  |  |  | 389 |  |  |  |  | S00150 | 0-150psi Transducer with 10ft lead |  |  | 389
S00150-25 | 0-150psi Transducer with 25ft lead |  |  |  | 475 |  |  |  |  | S00150-25 | 0-150psi Transducer with 25ft lead |  |  | 475
S00150-50 | 0-150psi Transducer with 50ft lead |  |  |  | 521 |  |  |  |  | S00150-50 | 0-150psi Transducer with 50ft lead |  |  | 521
S00150-100 | 0-150psi Transducer with 100ft lead |  |  |  | 616 |  |  |  |  | S00150-100 | 0-150psi Transducer with 100ft lead |  |  | 616
CVR0002 | Keypad Locking Security Cover |  |  |  | 312 |  |  |  |  | CVR0002 | Keypad Locking Security Cover |  |  | 312

## 1LHX
1LHX Series |  |  | Pricing increases will go into effect for all products January 1, 2025. All quotations valid for 30 days.
Multiplier: | 1
Expedite: | No
E0
Model | HP | Description | Rated Output | OPEN | NEMA 1 | 10% | Model | HP | Description | Rated ¦ Max Output | Open | NEMA 1
Active Front End - Single Phase Input / Three-Phase Output | [5 empty] | No | Active Front End - Single Phase Input / Three-Phase Output
230 V
1LHX005 | 5 | 230V, 3 Phase | 18 A | 6552 | 7280 |  | DXL005 | 5 | 230V, 3 Phase | 18 A ¦ 22 A | 6552 | 7280
1LHX007 | 7.5 | 230V, 3 Phase | 25 A | 7149.6 | 7944 |  | DXL007 | 7.5 | 230V, 3 Phase | 24 A ¦ 28 A | 7149.6 | 7944
1LHX010 | 10 | 230V, 3 Phase | 31 A | 7893 | 8770 |  | DXL010 | 10 | 230V, 3 Phase | 31 A ¦ 32 A | 7893 | 8770
1LHX015 | 15 | 230V, 3 Phase | 46 A | 9042.3 | 10047 |  | DXL015 | 15 | 230V, 3 Phase | 46 A ¦ 48 A | 9042.3 | 10047
1LHX020 | 20 | 230V, 3 Phase | 62 A | 12897.9 | 14331 |  | DXL020 | 20 | 230V, 3 Phase | 61 A ¦ 66 A | 12897.9 | 14331
Voltage - Doubling
1LHX205 | 5 | 230V-460V, 3 Phase | 9 A | 7495.2 | 8328 |  | 1LHX205 | 5 | 230V-460V, 3 Phase | 9 A | 7495.2 | 8328
1LHX207 | 7 | 230V-460V, 3 Phase | 13 A | 8585.1 | 9539 |  | 1LHX207 | 7 | 230V-460V, 3 Phase | 13 A | 8585.1 | 9539
1LHX210 | 10 | 230V-460V, 3 Phase | 18 A | 9455.4 | 10506 |  | 1LHX210 | 10 | 230V-460V, 3 Phase | 18 A | 9455.4 | 10506
1LHX215 | 15 | 230V-460V, 3 Phase | 24 A | 11079 | 12310 |  | 1LHX215 | 15 | 230V-460V, 3 Phase | 24 A | 11079 | 12310
1LHX220 | 20 | 230V-460V, 3 Phase | 31 A | 12539.7 | 13933 |  | 1LHX220 | 20 | 230V-460V, 3 Phase | 31 A | 12539.7 | 13933
1LHX225 | 25 | 230V-460V, 3 Phase | 38 A | 13732.2 | 15258 |  | 1LHX225 | 25 | 230V-460V, 3 Phase | 38 A | 13732.2 | 15258
1LHX230 | 30 | 230V-460V, 3 Phase | 46 A | 15039.9 | 16711 |  | 1LHX230 | 30 | 230V-460V, 3 Phase | 46 A | 15039.9 | 16711
1LHX240 | 40 | 230V-460V, 3 Phase | 61 A | 22050 | 24500 |  | 1LHX240 | 40 | 230V-460V, 3 Phase | 61 A | 22050 | 24500
1LHX250 | 50 | 230V-460V, 3 Phase | 77 A | 27632.7 | 30703 |  | 1LHX250 | 50 | 230V-460V, 3 Phase | 77 A | 27632.7 | 30703
1LHX260 | 60 | 230V-460V, 3 Phase | 91 A | 37885.5 | 42095 |  | 1LHX260 | 60 | 230V-460V, 3 Phase | 91 A | 37885.5 | 42095
460 V
1LHX405 | 5 | 460V, 3 Phase | 9 A | 6663.6 | 7404 |  | 1LHX405 | 5 | 460V, 3 Phase | 9 A | 6663.6 | 7404
1LHX407 | 7.5 | 460V, 3 Phase | 13 A | 7128.9 | 7921 |  | 1LHX407 | 7.5 | 460V, 3 Phase | 13 A | 7128.9 | 7921
1LHX410 | 10 | 460V, 3 Phase | 18 A | 7621.2 | 8468 |  | 1LHX410 | 10 | 460V, 3 Phase | 18 A | 7621.2 | 8468
1LHX415 | 15 | 460V, 3 Phase | 25 A | 8747.1 | 9719 |  | 1LHX415 | 15 | 460V, 3 Phase | 25 A | 8747.1 | 9719
1LHX420 | 20 | 460V, 3 Phase | 31 A | 9495 | 10550 |  | 1LHX420 | 20 | 460V, 3 Phase | 31 A | 9495 | 10550
1LHX425 | 25 | 460V, 3 Phase | 38 A | 11054.7 | 12283 |  | 1LHX425 | 25 | 460V, 3 Phase | 38 A | 11054.7 | 12283
1LHX430 | 30 | 460V, 3 Phase | 46 A | 11819.7 | 13133 |  | 1LHX430 | 30 | 460V, 3 Phase | 46 A | 11819.7 | 13133
1LHX440 | 40 | 460V, 3 Phase | 61 A | 14325.3 | 15917 |  | 1LHX440 | 40 | 460V, 3 Phase | 61 A | 14325.3 | 15917
1LHX450 | 50 | 460V, 3 Phase | 77 A | 18974.7 | 21083 |  | 1LHX450 | 50 | 460V, 3 Phase | 77 A | 18974.7 | 21083
1LHX460 | 60 | 460V, 3 Phase | 91 A | 23232.6 | 25814 |  | 1LHX460 | 60 | 460V, 3 Phase | 91 A | 23232.6 | 25814
1LHX475 | 75 | 460V, 3 Phase | 107 A | 26514.9 | 29461 |  | 1LHX475 | 75 | 460V, 3 Phase | 107 A | 26514.9 | 29461
1LHX4100 | 100 | 460V, 3 Phase | 142 A | 32647.5 | 36275 |  | 1LHX4100 | 100 | 460V, 3 Phase | 142 A | 32647.5 | 36275
1LHX4125 | 125 | 460V, 3 Phase | 172 A | 48708 | 54120 |  | 1LHX4125 | 125 | 460V, 3 Phase | 172 A | 48708 | 54120
1LHX4150 | 150 | 460V, 3 Phase | 198 A | 56214 | 62460 |  | 1LHX4150 | 150 | 460V, 3 Phase | 198 A | 56214 | 62460
1LHX4200 | 200 | 460V, 3 Phase | 250 A | 79695 | 88550 |  | 1LHX4200 | 200 | 460V, 3 Phase | 250 A | 79695 | 88550
1LHX4250 | 250 | 460V, 3 Phase | 304 A | 98509.5 | 109455 |  | 1LHX4250 | 250 | 460V, 3 Phase | 304 A | 98509.5 | 109455
Additional Options | [6 empty] | Additional Options
S00150 | 0-150psi Transducer with 10ft lead | [5 empty] | S00150 | 0-150psi Transducer with 10ft lead |  |  | 389
S00150-25 | 0-150psi Transducer with 25ft lead | [5 empty] | S00150-25 | 0-150psi Transducer with 25ft lead |  |  | 475
S00150-50 | 0-150psi Transducer with 50ft lead | [5 empty] | S00150-50 | 0-150psi Transducer with 50ft lead |  |  | 521
S00150-100 | 0-150psi Transducer with 100ft lead | [5 empty] | S00150-100 | 0-150psi Transducer with 100ft lead |  |  | 616
CVR0002 | Keypad Locking Security Cover | [5 empty] | CVR0002 | Keypad Locking Security Cover |  |  | 312

## 3LHX
3LHX Series |  |  | Pricing increases will go into effect for all products January 1, 2025. All quotations valid for 30 days.
Multiplier: | 1
Expedite: | No
E0
Model | HP | Description | Rated Output | OPEN | NEMA 1 | 10% | Model | HP | Description | Rated ¦ Max Output | Open | NEMA 1
Active Front End - Three Phase Input/Output | [5 empty] | No | Six Pulse - Three Phase Input/Output
230 V
3LHX005 | 5 | 230V, 3 Phase | 18 A | 4014.36 | 4460.4 |  | 3LHX005 | 5 | 230V, 3 Phase | 18 A ¦ 22 A | 4014.36 | 4460.4
3LHX007 | 7.5 | 230V, 3 Phase | 25 A | 4353.93 | 4837.7 |  | 3LHX007 | 7.5 | 230V, 3 Phase | 24 A ¦ 28 A | 4353.93 | 4837.7
3LHX010 | 10 | 230V, 3 Phase | 31 A | 4561.2 | 5068 |  | 3LHX010 | 10 | 230V, 3 Phase | 31 A ¦ 32 A | 4561.2 | 5068
3LHX015 | 15 | 230V, 3 Phase | 46 A | 5351.4 | 5946 |  | 3LHX015 | 15 | 230V, 3 Phase | 46 A ¦ 48 A | 5351.4 | 5946
3LHX020 | 20 | 230V, 3 Phase | 61 A | 6204.24 | 6893.6 |  | 3LHX020 | 20 | 230V, 3 Phase | 61 A ¦ 66 A | 6204.24 | 6893.6
3LHX025 | 25 | 230V, 3 Phase | 75 A | 7331.76 | 8146.4 |  | 3LHX025 | 25 | 230V, 3 Phase | 75 A ¦ 78 A | 7331.76 | 8146.4
3LHX030 | 30 | 230V, 3 Phase | 91 A | 8807.76 | 9786.4 |  | 3LHX030 | 30 | 230V, 3 Phase | 91 A ¦ 96 A | 8807.76 | 9786.4
Voltage - Doubling
3LHX205 | 5 | 230V-460V, 3 Phase | 9 A | 6927.93 | 7697.7 |  | 3LHX205 | 5 | 230V-460V, 3 Phase | 9 A | 6927.93 | 7697.7
3LHX207 | 7 | 230V-460V, 3 Phase | 13 A | 7264.89 | 8072.1 |  | 3LHX207 | 7 | 230V-460V, 3 Phase | 13 A | 7264.89 | 8072.1
3LHX210 | 10 | 230V-460V, 3 Phase | 18 A | 7386.39 | 8207.1 |  | 3LHX210 | 10 | 230V-460V, 3 Phase | 18 A | 7386.39 | 8207.1
3LHX215 | 15 | 230V-460V, 3 Phase | 25 A | 8702.64 | 9669.6 |  | 3LHX215 | 15 | 230V-460V, 3 Phase | 25 A | 8702.64 | 9669.6
3LHX220 | 20 | 230V-460V, 3 Phase | 31 A | 9813.96 | 10904.4 |  | 3LHX220 | 20 | 230V-460V, 3 Phase | 31 A | 9813.96 | 10904.4
3LHX230 | 30 | 230V-460V, 3 Phase | 46 A | 12133.8 | 13482 |  | 3LHX230 | 30 | 230V-460V, 3 Phase | 46 A | 12133.8 | 13482
3LHX240 | 40 | 230V-460V, 3 Phase | 61 A | 15918.12 | 17686.8 |  | 3LHX240 | 40 | 230V-460V, 3 Phase | 61 A | 15918.12 | 17686.8
3LHX250 | 50 | 230V-460V, 3 Phase | 77 A | 19026.9 | 21141 |  | 3LHX250 | 50 | 230V-460V, 3 Phase | 77 A | 19026.9 | 21141
3LHX260 | 60 | 230V-460V, 3 Phase | 91 A | 22884.12 | 25426.8 |  | 3LHX260 | 60 | 230V-460V, 3 Phase | 91 A | 22884.12 | 25426.8
3LHX275 | 75 | 230V-460V, 3 Phase | 107 A | 25251.75 | 28057.5 |  | 3LHX275 | 75 | 230V-460V, 3 Phase | 107 A | 25251.75 | 28057.5
460 V
3LHX405 | 5 | 460V, 3 Phase | 9 A | 4004.28 | 4449.2 |  | 3LHX405 | 5 | 460V, 3 Phase | 9 A | 4004.28 | 4449.2
3LHX407 | 7.5 | 460V, 3 Phase | 13 A | 4340.07 | 4822.3 |  | 3LHX407 | 7.5 | 460V, 3 Phase | 13 A | 4340.07 | 4822.3
3LHX410 | 10 | 460V, 3 Phase | 18 A | 4599 | 5110 |  | 3LHX410 | 10 | 460V, 3 Phase | 18 A | 4599 | 5110
3LHX415 | 15 | 460V, 3 Phase | 24 A | 5352.75 | 5947.5 |  | 3LHX415 | 15 | 460V, 3 Phase | 24 A | 5352.75 | 5947.5
3LHX420 | 20 | 460V, 3 Phase | 31 A | 6207.84 | 6897.6 |  | 3LHX420 | 20 | 460V, 3 Phase | 31 A | 6207.84 | 6897.6
3LHX425 | 25 | 460V, 3 Phase | 38 A | 6649.2 | 7388 |  | 3LHX425 | 25 | 460V, 3 Phase | 38 A | 6649.2 | 7388
3LHX430 | 30 | 460V, 3 Phase | 46 A | 7129.44 | 7921.6 |  | 3LHX430 | 30 | 460V, 3 Phase | 46 A | 7129.44 | 7921.6
3LHX440 | 40 | 460V, 3 Phase | 61 A | 9121.68 | 10135.2 |  | 3LHX440 | 40 | 460V, 3 Phase | 61 A | 9121.68 | 10135.2
3LHX450 | 50 | 460V, 3 Phase | 77 A | 10242 | 11380 |  | 3LHX450 | 50 | 460V, 3 Phase | 77 A | 10242 | 11380
3LHX460 | 60 | 460V, 3 Phase | 91 A | 11893.68 | 13215.2 |  | 3LHX460 | 60 | 460V, 3 Phase | 91 A | 11893.68 | 13215.2
3LHX475 | 75 | 460V, 3 Phase | 107 A | 16035.3 | 17817 |  | 3LHX475 | 75 | 460V, 3 Phase | 107 A | 16035.3 | 17817
3LHX4100 | 100 | 460V, 3 Phase | 142 A | 19341 | 21490 |  | 3LHX4100 | 100 | 460V, 3 Phase | 142 A | 19341 | 21490
3LHX4125 | 125 | 460V, 3 Phase | 172 A | 23467.5 | 26075 |  | 3LHX4125 | 125 | 460V, 3 Phase | 172 A | 23467.5 | 26075
3LHX4150 | 150 | 460V, 3 Phase | 198 A | 25309.8 | 28122 |  | 3LHX4150 | 150 | 460V, 3 Phase | 198 A | 25309.8 | 28122
3LHX4200 | 200 | 460V, 3 Phase | 250 A | 29857.5 | 33175 |  | 3LHX4200 | 200 | 460V, 3 Phase | 250 A | 29857.5 | 33175
3LHX4250 | 250 | 460V, 3 Phase | 304 A | 38867.4 | 43186 |  | 3LHX4250 | 250 | 460V, 3 Phase | 304 A | 38867.4 | 43186
3LHX4300 | 300 | 460V, 3 Phase | 365 A | 44118 | 49020 |  | 3LHX4300 | 300 | 460V, 3 Phase | 365 A | 44118 | 49020
3LHX4350 | 350 | 460V, 3 Phase | 415 A | N/A | 58664 |  | 3LHX4350 | 350 | 460V, 3 Phase | 415 A | 51357.6 | 58664
3LHX4400 | 400 | 460V, 3 Phase | 478 A | N/A | 70246 |  | 3LHX4400 | 400 | 460V, 3 Phase | 478 A | 59078.7 | 70246
3LHX4450 | 450 | 460V, 3 Phase | 515 A | 70162.2 | 77958 |  | 3LHX4450 | 450 | 460V, 3 Phase | 515 A | 70162.2 | 77958
3LHX4500 | 500 | 460V, 3 Phase | 590 A | N/A | 92176 |  | 3LHX4500 | 500 | 460V, 3 Phase | 590 A | 79088.4 | 92176
3LHX4600 | 600 | 460V, 3 Phase | 730 A |  | 112890 |  | 3LHX4400 | 400 | 460V, 3 Phase | 478 A | n/a | 112890
3LHX4700 | 700 | 460V, 3 Phase | 830 A |  | 166122 |  | 3LHX4450 | 450 | 460V, 3 Phase | 515 A |  | 166122
3LHX4900 | 900 | 460V, 3 Phase | 960 A |  | 188175 |  | 3LHX4500 | 500 | 460V, 3 Phase | 590 A |  | 188175
Additional Options | [6 empty] | Additional Options
S00150 | 0-150psi Transducer with 10ft lead | [5 empty] | S00150 | 0-150psi Transducer with 10ft lead |  |  | 389
S00150-25 | 0-150psi Transducer with 25ft lead | [5 empty] | S00150-25 | 0-150psi Transducer with 25ft lead |  |  | 475
S00150-50 | 0-150psi Transducer with 50ft lead | [5 empty] | S00150-50 | 0-150psi Transducer with 50ft lead |  |  | 521
S00150-100 | 0-150psi Transducer with 100ft lead | [5 empty] | S00150-100 | 0-150psi Transducer with 100ft lead |  |  | 616
CVR0002 | Keypad Locking Security Cover | [5 empty] | CVR0002 | Keypad Locking Security Cover |  |  | 312

## Duplex Panels
Duplex Panels |  |  | Pricing increases will go into effect for all products January 1, 2025. All quotations valid for 30 days.
Multiplier | 1
[5 empty] | Disconnect | Hand Controls | Surge Protection |  | Leg Kit
[5 empty] | B | H | S | S1 | Z
Model | HP | Description | VFD Rated Output (Amps) | List Price | MCCB | HOA Switch & Speed Pot | Strikesorb | Protec | Pad Mount | List | MCCB | HOA & Speedpot | Strikesorb | Protec | Pad Mount
Standard, General Purpose, Low Voltage, 6-Pulse, AC, VFD's
X202R-DXL005 | 5 | Duplex, 3R, 230V , 3 Phase, General Purpose | 18 | 7506.2904 | 1224 | 1460 | 1648 | 579 | 694 | 7506.2904 | 1224 | 1460 | 1648 | 579 | 694
X202R-DXL007 | 7.5 | Duplex, 3R, 230V , 3 Phase, General Purpose | 24 | 8045.1251 | 1305 | 1460 | 1648 | 579 | 694 | 8045.1251 | 1305 | 1460 | 1648 | 579 | 694
X202R-DXL010 | 10 | Duplex, 3R, 230V , 3 Phase, General Purpose | 31 | 9256.9355 | 1398 | 1460 | 1648 | 579 | 694 | 9256.9355 | 1398 | 1460 | 1648 | 579 | 694
X202R-DXL015 | 15 | Duplex, 3R, 230V , 3 Phase, General Purpose | 46 | 11857.6782 | 1539.375 | 1460 | 1648 | 579 | 694 | 11857.6782 | 1539.375 | 1460 | 1648 | 579 | 694
X202R-DXL020 | 20 | Duplex, 3R, 230V , 3 Phase, General Purpose | 61 | 13338.0318 | 1583.2639 | 1460 | 1648 | 579 | 694 | 13338.0318 | 1583.2639 | 1460 | 1648 | 579 | 694
X202R-DXL025 | 25 | Duplex, 3R, 230V , 3 Phase, General Purpose | 75 | 15333.512 | 1875.8333 | 1460 | 1648 | 579 | 694 | 15333.512 | 1875.8333 | 1460 | 1648 | 579 | 694
X202R-DXL030 | 30 | Duplex, 3R, 230V , 3 Phase, General Purpose | 91 | 17045.9721 | 1908.9583 | 1460 | 1648 | 579 | 694 | 17045.9721 | 1908.9583 | 1460 | 1648 | 579 | 694
X202R-DXL405 | 5 | Duplex, 3R, 460V , 3 Phase, General Purpose | 9 | 7070.141 | 1114 | 1460 | 1648 | 579 | 694 | 7070.141 | 1114 | 1460 | 1648 | 579 | 694
X202R-DXL407 | 7.5 | Duplex, 3R, 460V , 3 Phase, General Purpose | 13 | 8530.41 | 1224.3056 | 1460 | 1648 | 579 | 694 | 8530.41 | 1224.3056 | 1460 | 1648 | 579 | 694
X202R-DXL410 | 10 | Duplex, 3R, 460V , 3 Phase, General Purpose | 18 | 12854.4389 | 1281 | 1460 | 1648 | 579 | 798 | 12854.4389 | 1281 | 1460 | 1648 | 579 | 798
X202R-DXL415 | 15 | Duplex, 3R, 460V , 3 Phase, General Purpose | 24 | 13115.1699 | 1305 | 1460 | 1648 | 579 | 798 | 13115.1699 | 1305 | 1460 | 1648 | 579 | 798
X202R-DXL420 | 20 | Duplex, 3R, 460V , 3 Phase, General Purpose | 31 | 14818.2048 | 1398 | 1460 | 1648 | 579 | 798 | 14818.2048 | 1398 | 1460 | 1648 | 579 | 798
X202R-DXL425 | 25 | Duplex, 3R, 460V , 3 Phase, General Purpose | 38 | 17991.1525 | 1408.8 | 1460 | 1648 | 579 | 798 | 17991.1525 | 1408.8 | 1460 | 1648 | 579 | 798
X202R-DXL430 | 30 | Duplex, 3R, 460V , 3 Phase, General Purpose | 46 | 19201.1402 | 1539.375 | 1460 | 1648 | 579 | 798 | 19201.1402 | 1539.375 | 1460 | 1648 | 579 | 798
X204AR-DXL440 | 40 | Duplex, 3R, 460V , 3 Phase, General Purpose | 61 | 21142.3104 | 1583.2639 | 1460 | 1648 | 579 | 798 | 21142.3104 | 1583.2639 | 1460 | 1648 | 579 | 798
X204AR-DXL450 | 50 | Duplex, 3R, 460V , 3 Phase, General Purpose | 77 | 22890.6973 | 1861.1806 | 1460 | 1648 | 579 | 798 | 22890.6973 | 1861.1806 | 1460 | 1648 | 579 | 798
X206R-DXL460 | 60 | Duplex, 3R, 460V , 3 Phase, General Purpose | 91 | 25445.8914 | 1875.8333 | 1460 | 1648 | 579 | 798 | 25445.8914 | 1875.8333 | 1460 | 1648 | 579 | 798
X206R-DXL475 | 75 | Duplex, 3R, 460V , 3 Phase, General Purpose | 107 | 27457.7827 | 1908.9583 | 1460 | 1648 | 579 | 798 | 27457.7827 | 1908.9583 | 1460 | 1648 | 579 | 798
X206R-DXL4100 | 100 | Duplex, 3R, 460V , 3 Phase, General Purpose | 142 | 30228.7379 | 3135.8333 | 1460 | 1648 | 579 | 798 | 30228.7379 | 3135.8333 | 1460 | 1648 | 579 | 798
X206R-DXL4125 | 125 | Duplex, 3R, 460V , 3 Phase, General Purpose | 172 | 38787.4477 | 3393.4722 | 1460 | 1648 | 579 | 798 | 38787.4477 | 3393.4722 | 1460 | 1648 | 579 | 798
X206R-DXL4150 | 150 | Duplex, 3R, 460V , 3 Phase, General Purpose | 198 | 42945.8235 | 4460.2778 | 1460 | 1648 | 579 | 798 | 42945.8235 | 4460.2778 | 1460 | 1648 | 579 | 798
X206R-DXL4200 | 200 | Duplex, 3R, 460V , 3 Phase, General Purpose | 250 | 53229.1366 | 4492.9861 | 1460 | 1648 | 579 | 798 | 53229.1366 | 4492.9861 | 1460 | 1648 | 579 | 798
Low Harmonic, Active-Front-End, Low Voltage, Single-Phase Input, AC, VFD's
X204AR-1LHX005 | 5 | Duplex, 3R, 230V, Phase-Converting, AFE | 18 | 14232.75 | 1169 | 1460 | 1372 | 399 | 694 | 14232.75 | 1169 | 1460 | 1372 | 399 | 694
X204AR-1LHX007 | 7.5 | Duplex, 3R, 230V, Phase-Converting, AFE | 25 | 15578.5 | 1232 | 1460 | 1372 | 399 | 694 | 15578.5 | 1232 | 1460 | 1372 | 399 | 694
X204AR-1LHX010 | 10 | Duplex, 3R, 230V, Phase-Converting, AFE | 31 | 19493.25 | 1346.4583 | 1460 | 1372 | 399 | 694 | 19493.25 | 1346.4583 | 1460 | 1372 | 399 | 694
X204AR-1LHX015 | 15 | Duplex, 3R, 230V, Phase-Converting, AFE | 46 | 22400 | 1627.4306 | 1460 | 1372 | 399 | 694 | 22400 | 1627.4306 | 1460 | 1372 | 399 | 694
X204AR-1LHX020 | 20 | Duplex, 3R, 230V, Phase-Converting, AFE | 62 | 26057.5 | 1633.0556 | 1460 | 1372 | 399 | 694 | 26057.5 | 1633.0556 | 1460 | 1372 | 399 | 694
X204AR-1LHX205 | 5 | Duplex, 3R, Voltage-Doubling, Phase-Converting, AFE | 9 | 15559.25 | 1169 | 1460 | 1372 | 399 | 694 | 15559.25 | 1169 | 1460 | 1372 | 399 | 694
X204AR-1LHX207 | 7.5 | Duplex, 3R, Voltage-Doubling, Phase-Converting, AFE | 13 | 17953.25 | 1232 | 1460 | 1372 | 399 | 694 | 17953.25 | 1232 | 1460 | 1372 | 399 | 694
X204AR-1LHX210 | 10 | Duplex, 3R, Voltage-Doubling, Phase-Converting, AFE | 18 | 21980 | 1346.4583 | 1460 | 1372 | 399 | 694 | 21980 | 1346.4583 | 1460 | 1372 | 399 | 694
X204AR-1LHX215 | 15 | Duplex, 3R, Voltage-Doubling, Phase-Converting, AFE | 24 | 24808 | 1627.4306 | 1460 | 1372 | 399 | 694 | 24808 | 1627.4306 | 1460 | 1372 | 399 | 694
X204AR-1LHX220 | 20 | Duplex, 3R, Voltage-Doubling, Phase-Converting, AFE | 31 | 30574.25 | 1633.0556 | 1460 | 1372 | 399 | 694 | 30574.25 | 1633.0556 | 1460 | 1372 | 399 | 694
X204AR-1LHX225 | 25 | Duplex, 3R, Voltage-Doubling, Phase-Converting, AFE | 38 | 31615.5 | 2596.0417 | 1460 | 1372 | 399 | 694 | 31615.5 | 2596.0417 | 1460 | 1372 | 399 | 694
X206R-1LHX230 | 30 | Duplex, 3R, Voltage-Doubling, Phase-Converting, AFE | 46 | 34622 | 2649.0972 | 1460 | 1372 | 399 | 798 | 34622 | 2649.0972 | 1460 | 1372 | 399 | 798
X206R-1LHX240 | 40 | Duplex, 3R, Voltage-Doubling, Phase-Converting, AFE | 61 | 68197.5 | 4047.2222 | 1460 | 1372 | 399 | 798 | 68197.5 | 4047.2222 | 1460 | 1372 | 399 | 798
X206R-1LHX250 | 50 | Duplex, 3R, Voltage-Doubling, Phase-Converting, AFE | 77 | 71895.25 | 4492.9861 | 1460 | 1372 | 399 | 798 | 71895.25 | 4492.9861 | 1460 | 1372 | 399 | 798
X204AR-1LHX405 | 5 | Duplex, 3R, 460V, Phase-Converting, AFE | 9 | 14178.5 | 1248 | 1460 | 1372 | 399 | 694 | 14178.5 | 1248 | 1460 | 1372 | 399 | 694
X204AR-1LHX407 | 7.5 | Duplex, 3R, 460V, Phase-Converting, AFE | 13 | 15008 | 1260 | 1460 | 1372 | 399 | 694 | 15008 | 1260 | 1460 | 1372 | 399 | 694
X204AR-1LHX410 | 10 | Duplex, 3R, 460V, Phase-Converting, AFE | 18 | 19911.5 | 1281 | 1460 | 1372 | 399 | 694 | 19911.5 | 1281 | 1460 | 1372 | 399 | 694
X204AR-1LHX415 | 15 | Duplex, 3R, 460V, Phase-Converting, AFE | 25 | 22184.75 | 1305 | 1460 | 1372 | 399 | 694 | 22184.75 | 1305 | 1460 | 1372 | 399 | 694
X204AR-1LHX420 | 20 | Duplex, 3R, 460V, Phase-Converting, AFE | 31 | 27895 | 1321.1111 | 1460 | 1372 | 399 | 694 | 27895 | 1321.1111 | 1460 | 1372 | 399 | 694
X204AR-1LHX425 | 25 | Duplex, 3R, 460V, Phase-Converting, AFE | 38 | 29659 | 1346.4583 | 1460 | 1372 | 399 | 694 | 29659 | 1346.4583 | 1460 | 1372 | 399 | 694
X204AR-1LHX430 | 30 | Duplex, 3R, 460V, Phase-Converting, AFE | 46 | 30810.9031 | 1633.0556 | 1460 | 1372 | 399 | 694 | 30810.9031 | 1633.0556 | 1460 | 1372 | 399 | 694
X204AR-1LHX440 | 40 | Duplex, 3R, 460V, Phase-Converting, AFE | 61 | 34912.5 | 1875.8333 | 1460 | 1372 | 399 | 694 | 34912.5 | 1875.8333 | 1460 | 1372 | 399 | 694
X204AR-1LHX450 | 50 | Duplex, 3R, 460V, Phase-Converting, AFE | 77 | 43310.75 | 2596.0417 | 1460 | 1372 | 399 | 694 | 43310.75 | 2596.0417 | 1460 | 1372 | 399 | 694
X206R-1LHX460 | 60 | Duplex, 3R, 460V, Phase-Converting, AFE | 91 | 51733.5 | 3393.4722 | 1460 | 1372 | 399 | 798 | 51733.5 | 3393.4722 | 1460 | 1372 | 399 | 798
X206R-1LHX475 | 75 | Duplex, 3R, 460V, Phase-Converting, AFE | 107 | 57681.75 | 3393.4722 | 1460 | 1372 | 399 | 798 | 57681.75 | 3393.4722 | 1460 | 1372 | 399 | 798
X206R-1LHX4100 | 100 | Duplex, 3R, 460V, Phase-Converting, AFE | 142 | 71356.25 | 4492.9861 | 1460 | 1372 | 399 | 798 | 71356.25 | 4492.9861 | 1460 | 1372 | 399 | 798
X206R-1LHX4125 | 125 | Duplex, 3R, 460V, Phase-Converting, AFE | 172 | 97335 | 5598.6806 | 1460 | 1372 | 399 | 798 | 97335 | 5598.6806 | 1460 | 1372 | 399 | 798
X206R-1LHX4150 | 150 | Duplex, 3R, 460V, Phase-Converting, AFE | 198 | 111930 | 6704.375 | 1460 | 1372 | 399 | 798 | 111930 | 6704.375 | 1460 | 1372 | 399 | 798
Low Harmonic, Active-Front-End, Low Voltage, Three-Phase Input, AC, VFD's
X204AR-3LHX005 | 5 | Duplex, 3R, 230V, 3 Phase, AFE | 18 | 15340.5 | 1100 | 1460 | 1648 | 579 | 694 | 15340.5 | 1100 | 1460 | 1648 | 579 | 694
X204AR-3LHX007 | 7.5 | Duplex, 3R, 230V, 3 Phase, AFE | 25 | 17811.5 | 1152 | 1460 | 1648 | 579 | 694 | 17811.5 | 1152 | 1460 | 1648 | 579 | 694
X204AR-3LHX010 | 10 | Duplex, 3R, 230V, 3 Phase, AFE | 31 | 18077.5 | 1165 | 1460 | 1648 | 579 | 694 | 18077.5 | 1165 | 1460 | 1648 | 579 | 694
X204AR-3LHX015 | 15 | Duplex, 3R, 230V, 3 Phase, AFE | 46 | 18821.25 | 1539.375 | 1460 | 1648 | 579 | 694 | 18821.25 | 1539.375 | 1460 | 1648 | 579 | 694
X204AR-3LHX020 | 20 | Duplex, 3R, 230V, 3 Phase, AFE | 61 | 19500.25 | 1583.2639 | 1460 | 1648 | 579 | 694 | 19500.25 | 1583.2639 | 1460 | 1648 | 579 | 694
X204AR-3LHX025 | 25 | Duplex, 3R, 230V, 3 Phase, AFE | 75 | 21176.75 | 1875.8333 | 1460 | 1648 | 579 | 694 | 21176.75 | 1875.8333 | 1460 | 1648 | 579 | 694
X204AR-3LHX030 | 30 | Duplex, 3R, 230V, 3 Phase, AFE | 91 | 23646 | 1908.9583 | 1460 | 1648 | 579 | 694 | 23646 | 1908.9583 | 1460 | 1648 | 579 | 694
X204AR-3LHX205 | 5 | Duplex, 3R, Voltage-Doubling, 3 Phase, AFE | 9 | 16584.75 | 1169 | 1460 | 1648 | 579 | 694 | 16584.75 | 1169 | 1460 | 1648 | 579 | 694
X204AR-3LHX207 | 7.5 | Duplex, 3R, Voltage-Doubling, 3 Phase, AFE | 13 | 18707.5 | 1286 | 1460 | 1648 | 579 | 694 | 18707.5 | 1286 | 1460 | 1648 | 579 | 694
X204AR-3LHX210 | 10 | Duplex, 3R, Voltage-Doubling, 3 Phase, AFE | 18 | 20002.5 | 1322 | 1460 | 1648 | 579 | 694 | 20002.5 | 1322 | 1460 | 1648 | 579 | 694
X204AR-3LHX215 | 15 | Duplex, 3R, Voltage-Doubling, 3 Phase, AFE | 25 | 22487.5 | 1350 | 1460 | 1648 | 579 | 694 | 22487.5 | 1350 | 1460 | 1648 | 579 | 694
X204AR-3LHX220 | 20 | Duplex, 3R, Voltage-Doubling, 3 Phase, AFE | 31 | 25023.25 | 1399 | 1460 | 1648 | 579 | 694 | 25023.25 | 1399 | 1460 | 1648 | 579 | 694
X204AR-3LHX225 | 25 | Duplex, 3R, Voltage-Doubling, 3 Phase, AFE | 38 | 27832 | 1445 | 1460 | 1648 | 579 | 694 | 27832 | 1445 | 1460 | 1648 | 579 | 694
X206R-3LHX230 | 30 | Duplex, 3R, Voltage-Doubling, 3 Phase, AFE | 46 | 32187.0395 | 1539.375 | 1460 | 1648 | 579 | 798 | 32187.0395 | 1539.375 | 1460 | 1648 | 579 | 798
X206R-3LHX240 | 40 | Duplex, 3R, Voltage-Doubling, 3 Phase, AFE | 61 | 39535.2895 | 2210 | 1460 | 1648 | 579 | 798 | 39535.2895 | 2210 | 1460 | 1648 | 579 | 798
X206R-3LHX250 | 50 | Duplex, 3R, Voltage-Doubling, 3 Phase, AFE | 77 | 45587.5 | 2210 | 1460 | 1648 | 579 | 798 | 45587.5 | 2210 | 1460 | 1648 | 579 | 798
X204AR-3LHX405 | 5 | Duplex, 3R, 460V, 3 Phase, AFE | 9 | 15088.5 | 1095 | 1460 | 1648 | 579 | 798 | 15088.5 | 1095 | 1460 | 1648 | 579 | 798
X204AR-3LHX407 | 7.5 | Duplex, 3R, 460V, 3 Phase, AFE | 13 | 17480.75 | 1224.3056 | 1460 | 1648 | 579 | 798 | 17480.75 | 1224.3056 | 1460 | 1648 | 579 | 798
X204AR-3LHX410 | 10 | Duplex, 3R, 460V, 3 Phase, AFE | 18 | 20907.0556 | 1151 | 1460 | 1648 | 579 | 798 | 20907.0556 | 1151 | 1460 | 1648 | 579 | 798
X204AR-3LHX415 | 15 | Duplex, 3R, 460V, 3 Phase, AFE | 24 | 21514.5 | 1165 | 1460 | 1648 | 579 | 798 | 21514.5 | 1165 | 1460 | 1648 | 579 | 798
X204AR-3LHX420 | 20 | Duplex, 3R, 460V, 3 Phase, AFE | 31 | 22324.75 | 1165 | 1460 | 1648 | 579 | 798 | 22324.75 | 1165 | 1460 | 1648 | 579 | 798
X204AR-3LHX425 | 25 | Duplex, 3R, 460V, 3 Phase, AFE | 38 | 22755.25 | 1174 | 1460 | 1648 | 579 | 798 | 22755.25 | 1174 | 1460 | 1648 | 579 | 798
X204AR-3LHX430 | 30 | Duplex, 3R, 460V, 3 Phase, AFE | 46 | 25131.8533 | 1539.375 | 1460 | 1648 | 579 | 798 | 25131.8533 | 1539.375 | 1460 | 1648 | 579 | 798
X204AR-3LHX440 | 40 | Duplex, 3R, 460V, 3 Phase, AFE | 61 | 27994.8533 | 1583.2639 | 1460 | 1648 | 579 | 798 | 27994.8533 | 1583.2639 | 1460 | 1648 | 579 | 798
X204AR-3LHX450 | 50 | Duplex, 3R, 460V, 3 Phase, AFE | 77 | 29898.75 | 1861.1806 | 1460 | 1648 | 579 | 798 | 29898.75 | 1861.1806 | 1460 | 1648 | 579 | 798
X206R-3LHX460 | 60 | Duplex, 3R, 460V, 3 Phase, AFE | 91 | 33619.25 | 1875.8333 | 1460 | 1648 | 579 | 798 | 33619.25 | 1875.8333 | 1460 | 1648 | 579 | 798
X206R-3LHX475 | 75 | Duplex, 3R, 460V, 3 Phase, AFE | 107 | 36507.7895 | 1908.9583 | 1460 | 1648 | 579 | 798 | 36507.7895 | 1908.9583 | 1460 | 1648 | 579 | 798
X206R-3LHX4100 | 100 | Duplex, 3R, 460V, 3 Phase, AFE | 142 | 41115.4638 | 3135.8333 | 1460 | 1648 | 579 | 798 | 41115.4638 | 3135.8333 | 1460 | 1648 | 579 | 798
X206R-3LHX4125 | 125 | Duplex, 3R, 460V, 3 Phase, AFE | 172 | 50135.75 | 3393.4722 | 1460 | 1648 | 579 | 798 | 50135.75 | 3393.4722 | 1460 | 1648 | 579 | 798
X206R-3LHX4150 | 150 | Duplex, 3R, 460V, 3 Phase, AFE | 198 | 55774.25 | 4460.2778 | 1460 | 1648 | 579 | 798 | 55774.25 | 4460.2778 | 1460 | 1648 | 579 | 798

## Changelog (hidden)
Date | Revision | RP | Change
2023-12-20 | 1.1 | Darren | Added Protec back into the Enterprise units
2023-12-20 | 1.1.1 | Darren | hid DX4500 and put a note on DXL4500 to be 35 C rated
2024-04-01 | 2.0.0 | Darren | All pricing revised
2024-04-17 | 2.1.0 | SJG | Fix 2XD/DXL multiplier calcs, add additional DXLL models, add P21/P31 power supplies
2024-04-17 | 2.2 | Darren | Added NEMA 1 2xd and hid DXL2xx
2024-04-18 | 2.2.1 | SJG | Remove sine filter option from 3LH4125-4250
2024-05-01 | 2.2.2 | Darren | fixed filter pricing on sine wave and dv/dt
2024-05-15 | 3 | Darren | Added new tab for Duplex panels
2024-05-20 | 3.1 | Darren | Changed 600+ hp leg kits to be included
2024-05-21 | 3.2 | Darren | Added DX4600+
2024-06-18 | 3.3 | Darren | Hid 1LHX4200-250, Hid 3LHX4450 and N/A a couple others in Open, changed list pricing on 3LHX4350 - 500. Changed enclosures on duplex
2024-07-24 | 3.4 | SJG | Killing ENC7: Hid DX4600 and larger, remove C auxpower from 1LH250, remove Q bypass from 3LH4200, 3LH4250, Remove X auxpower from 1LH4100, Remove C/X auxpower from 1LH4125, 1LH4150
2024-10-18 | 3.5.0 | SJG | Hide DXLL, Add Enclosures, Remove SD AuxPower, Remove 25HP Voltage Doubling 1LH's
2024-10-21 | 3.6.0 | DD | Added LCL
2024-10-25 | 3.6.1 | DD | Removed all 225 models and added an 'A' in duplex X204 models.
2024-10-28 | 3.6.2 | SJG | Removed F (LCL) from 1LH Enterprise (temporarily)
2024-11-04 | 3.6.3 | SJG | Removed 1LHX225 (forgotten)
2024-11-13 | 3.7.0 | SJG | Added LCL up to 600HP on 3LH
2024-11-14 | 3.7.1 | SJG | Hide 3LH > 600 HP
2024-11-15 | 3.8.0 | SJG | Hid all Signature panels
2024-12-06 | 3.8.1 | SJG | Hid 3LHX 350+, 350HP and up are only available in a panel, remove LCL option from some 3LH systems